## Plant
2016 Form EIA-860 Data - Schedule 2, 'Plant Data'
Utility ID | Utility Name | Plant Code | Plant Name | Street Address | City | State | Zip | County | Latitude | Longitude | NERC Region | Balancing Authority Code | Balancing Authority Name | Name of Water Source | Primary Purpose (NAICS Code) | Regulatory Status | Sector | Sector Name | FERC Cogeneration Status | FERC Cogeneration Docket Number | FERC Small Power Producer Status | FERC Small Power Producer Docket Number | FERC Exempt Wholesale Generator Status | FERC Exempt Wholesale Generator Docket Number | Ash Impoundment? | Ash Impoundment Lined? | Ash Impoundment Status | Transmission or Distribution System Owner | Transmission or Distribution System Owner ID | Transmission or Distribution System Owner State | Grid Voltage (kV) | Grid Voltage 2 (kV) | Grid Voltage 3 (kV) | Energy Storage | Natural Gas LDC Name | Natural Gas Pipeline Name 1 | Natural Gas Pipeline Name 2 | Natural Gas Pipeline Name 3 | Pipeline Notes | Natural Gas Storage | Liquefied Natural Gas Storage
195 | Alabama Power Co | 2 | Bankhead Dam | 19001 Lock 17 Road | Northport | AL | 35476 | Tuscaloosa | 33.4587 | -87.3568 | SERC | SOCO | Southern Company Services, Inc. - Trans | Black Warrior River | 22 | RE | 1 | Electric Utility | N |  | N |  | N |  | N | X |  | Alabama Power Co | 195 | AL | 115 |  |  | N
195 | Alabama Power Co | 3 | Barry | North Highway 43 | Bucks | AL | 36512 | Mobile | 31.0069 | -88.0103 | SERC | SOCO | Southern Company Services, Inc. - Trans | Mobile River | 22 | RE | 1 | Electric Utility | N |  | N |  | N |  | Y | N | OP | Alabama Power Co | 195 | AL | 230 |  |  | N |  | BAY GAS STORAGE |  |  |  | N | X
195 | Alabama Power Co | 4 | Walter Bouldin Dam | 750 Bouldin Dam Road | Wetumpka | AL | 36092 | Elmore | 32.5839 | -86.2831 | SERC | SOCO | Southern Company Services, Inc. - Trans | Coosa River | 22 | RE | 1 | Electric Utility | N |  | N |  | N |  | N | X |  | Alabama Power Co | 195 | AL | 115 |  |  | N
195 | Alabama Power Co | 7 | Gadsden | 1000 Goodyear Ave | Gadsden | AL | 35903 | Etowah | 34.0128 | -85.9708 | SERC | SOCO | Southern Company Services, Inc. - Trans | Coosa River | 22 | RE | 1 | Electric Utility | N |  | N |  | N |  | Y | N | OP | Alabama Power Co | 195 | AL | 115 |  |  | N |  | SOUTHERN NATURAL GAS COMPANY |  |  |  | N | X
195 | Alabama Power Co | 8 | Gorgas | 460 Gorgas Road | Parrish | AL | 35580 | Walker | 33.6443 | -87.1965 | SERC | SOCO | Southern Company Services, Inc. - Trans | Warrior River | 22 | RE | 1 | Electric Utility | N |  | N |  | N |  | Y | N | OP | Alabama Power Co | 195 | AL | 230
5701 | El Paso Electric Co | 9 | Copper | 651 Hawkins Blvd. | El Paso | TX | 79915 | El Paso | 31.7569 | -106.375 | WECC | EPE | El Paso Electric Company | Municipality | 22 | RE | 1 | Electric Utility | N |  | N |  | N |  |  | X |  | El Paso Electric Co | 5701 | TX | 69 |  |  | N |  | ONEOK WES TEX TRANSMISSION LLC |  |  |  | X
195 | Alabama Power Co | 10 | Greene County | Highway 43 | Demopolis | AL | 36732 | Greene | 32.6017 | -87.7811 | SERC | SOCO | Southern Company Services, Inc. - Trans | Black Warrior River | 22 | RE | 1 | Electric Utility | N |  | N |  | N |  | Y | N | OP | Alabama Power Co | 195 | AL | 230 |  |  | N |  | ALABAMA GAS CORP |  |  |  | N | X
195 | Alabama Power Co | 11 | H Neely Henry Dam | 1021 Ala Highway 144 | Ohatchee | AL | 36271 | Calhoun | 33.7845 | -86.0524 | SERC | SOCO | Southern Company Services, Inc. - Trans | Coosa River | 22 | RE | 1 | Electric Utility | N |  | N |  | N |  | N | X |  | Alabama Power Co | 195 | AL | 115 |  |  | N
195 | Alabama Power Co | 12 | Holt Dam | 12117 Power Plant Road | Tuscaloosa | AL | 35476 | Tuscaloosa | 33.2553 | -87.4495 | SERC | SOCO | Southern Company Services, Inc. - Trans | Black Warrior River | 22 | RE | 1 | Electric Utility | N |  | N |  | N |  | N | X |  | Alabama Power Co | 195 | AL | 115 |  |  | N
195 | Alabama Power Co | 13 | Jordan Dam | 6150Jordan Dam Lane | Wetumpka | AL | 36092 | Elmore | 32.6189 | -86.2548 | SERC | SOCO | Southern Company Services, Inc. - Trans | Coosa River | 22 | RE | 1 | Electric Utility | N |  | N |  | N |  | N | X |  | Alabama Power Co | 195 | AL | 115 |  |  | N
195 | Alabama Power Co | 14 | Logan Martin Dam | 299 Logan Martin Road | Vincent | AL | 35178 | Talladega | 33.4259 | -86.3375 | SERC | SOCO | Southern Company Services, Inc. - Trans | Coosa River | 22 | RE | 1 | Electric Utility | N |  | N |  | N |  | N | X |  | Alabama Power Co | 195 | AL | 115 |  |  | N
195 | Alabama Power Co | 15 | Lay Dam | 626 County Road 794 | Clanton | AL | 35045 | Chilton | 32.9633 | -86.5187 | SERC | SOCO | Southern Company Services, Inc. - Trans | Coosa River | 22 | RE | 1 | Electric Utility | N |  | N |  | N |  | N | X |  | Alabama Power Co | 195 | AL | 115 |  |  | N
195 | Alabama Power Co | 16 | Martin Dam | 675 Overlook Drive | Dadeville | AL | 36078 | Elmore | 32.6804 | -85.9114 | SERC | SOCO | Southern Company Services, Inc. - Trans | Tallapoosa River | 22 | RE | 1 | Electric Utility | N |  | N |  | N |  | N | X |  | Alabama Power Co | 195 | AL | 115 |  |  | N
195 | Alabama Power Co | 17 | Mitchell Dam | 2235 County Road 93 | Verbena | AL | 36091 | Coosa | 32.806 | -86.4449 | SERC | SOCO | Southern Company Services, Inc. - Trans | Coosa River | 22 | RE | 1 | Electric Utility | N |  | N |  | N |  | N | X |  | Alabama Power Co | 195 | AL | 115 |  |  | N
195 | Alabama Power Co | 18 | Lewis Smith Dam | 640 Powerhouse Road | Jasper | AL | 35501 | Walker | 33.9406 | -87.1077 | SERC | SOCO | Southern Company Services, Inc. - Trans | Sipsey Fork Black Warrior Rive | 22 | RE | 1 | Electric Utility | N |  | N |  | N |  | N | X |  | Alabama Power Co | 195 | AL | 161 |  |  | N
195 | Alabama Power Co | 19 | Thurlow Dam | 249 Outer Drive | Tallassee | AL | 36078 | Elmore | 32.5354 | -85.8876 | SERC | SOCO | Southern Company Services, Inc. - Trans | Tallapoosa River | 22 | RE | 1 | Electric Utility | N |  | N |  | N |  | N | X |  | Alabama Power Co | 195 | AL | 115 |  |  | N
195 | Alabama Power Co | 20 | Weiss Dam | 2500 County Road 20 | Leesburg | AL | 35983 | Cherokee | 34.1721 | -85.7538 | SERC | SOCO | Southern Company Services, Inc. - Trans | Coosa River | 22 | RE | 1 | Electric Utility | N |  | N |  | N |  | N | X |  | Alabama Power Co | 195 | AL | 115 |  |  | N
195 | Alabama Power Co | 21 | Yates Dam | County Road 44 | Tallassee | AL | 36078 | Elmore | 32.5743 | -85.8901 | SERC | SOCO | Southern Company Services, Inc. - Trans | Tallapoosa River | 22 | RE | 1 | Electric Utility | N |  | N |  | N |  | N | X |  | Alabama Power Co | 195 | AL | 115 |  |  | N
195 | Alabama Power Co | 26 | E C Gaston | 31972 Highway 25 North | Wilsonville | AL | 35186 | Shelby | 33.2442 | -86.4581 | SERC | SOCO | Southern Company Services, Inc. - Trans | Coosa River | 22 | RE | 1 | Electric Utility | N |  | N |  | N |  | Y | N | OP | Alabama Power Co | 195 | AL | 230 |  |  | N |  | TRANSCONTINENTAL GAS PIPELINE |  |  |  | N | X
29305 | City of Madelia - (MN) | 30 | Madelia | 24 Abbot Ave. S.W. | City of Madelia | MN | 56062 | Watonwan | 44.0501 | -94.4178 | MRO | MISO | Midcontinent Independent Transmission System Operator, Inc.. |  | 22 | RE | 1 | Electric Utility | N |  | N |  | N |  | N | X |  | City of Madelia - (MN) | 29305 | MN | 69 |  |  | N | CENTERPOINT ENERGY |  |  |  |  | N | N
13402 | Nevada Irrigation District | 34 | Rollins | 15531 Arrow Head Lane | Colfax | CA | 95713 | Placer | 39.1343 | -120.9533 | WECC | CISO | California Independent System Operator | Bear River | 22 | NR | 2 | IPP Non-CHP | N |  | N |  | N |  | N | X |  | Pacific Gas & Electric Co | 14328 | CA | 60 |  |  | N | [5 empty] | N | N
27813 | USCE-Mobile District | 38 | Millers Ferry | 1606 Powerhouse Road | Camden | AL | 36726 | Wilcox | 32.1009 | -87.3998 | SERC | SOCO | Southern Company Services, Inc. - Trans | Alabama River | 22 | RE | 1 | Electric Utility | N |  | N |  | N |  | N | X |  | Alabama Power Co | 195 | AL | 115 |  |  | N
18642 | Tennessee Valley Authority | 46 | Browns Ferry | Shaw Rd. PO Box 2000 | Decatur | AL | 35609 | Limestone | 34.7042 | -87.1189 | SERC | TVA | Tennessee Valley Authority | Tennessee River | 22 | RE | 1 | Electric Utility | N |  | N |  | N |  |  | X |  | Tennessee Valley Authority | 18642 | AL | 500 |  |  | N | [5 empty] | N
18642 | Tennessee Valley Authority | 47 | Colbert | 900 Steam Plant Rd. | Tuscumbia | AL | 35674 | Colbert | 34.7439 | -87.8486 | SERC | TVA | Tennessee Valley Authority | Tennessee River | 22 | RE | 1 | Electric Utility | N |  | N |  | N |  | Y | N | OP | Tennessee Valley Authority | 18642 | AL | 161 |  |  | N |  | American Midstream Bamagas LLC |  |  |  | N
18642 | Tennessee Valley Authority | 48 | Guntersville | 3464 Snow Point Rd. PO Box 399 | Guntersville | AL | 35976 | Marshall | 34.4213 | -86.3939 | SERC | TVA | Tennessee Valley Authority | Tennessee River | 22 | RE | 1 | Electric Utility | N |  | N |  | N |  |  | X |  | Tennessee Valley Authority | 18642 | AL | 161 |  |  | N
18642 | Tennessee Valley Authority | 49 | Wheeler Dam | 24455 Alabama Hwy 101 | Town Creek | AL | 35672 | Lawrence | 34.8069 | -87.3819 | SERC | TVA | Tennessee Valley Authority | Tennessee River | 22 | RE | 1 | Electric Utility | N |  | N |  | N |  |  | X |  | Tennessee Valley Authority | 18642 | AL | 161 |  |  | N
18642 | Tennessee Valley Authority | 50 | Widows Creek | Steamplant Rd.Off Hwy 72 | Stevenson | AL | 35772 | Jackson | 34.883 | -85.7553 | SERC | TVA | Tennessee Valley Authority | Tennessee River | 22 | RE | 1 | Electric Utility | N |  | N |  | N |  | Y | N | OP | Tennessee Valley Authority | 18642 | AL | 161 |  |  | N
3265 | Cleco Power LLC | 51 | Dolet Hills | 963 Power Plant Rd | Mansfield | LA | 71052 | DeSoto | 32.0306 | -93.5692 | SPP | MISO | Midcontinent Independent Transmission System Operator, Inc.. | Toledo Bend Lake | 22 | RE | 1 | Electric Utility | N |  | N |  | N |  | Y | Y | OP | Cleco Power LLC | 3265 | LA | 345 |  |  | N | Other - See pipeline notes. | ENLINK LIG LLC |  |  | Per our Supervisor of NG procurement, "none of these are LDC's. They are interstate and/or intrastate pipelines." | N
189 | PowerSouth Energy Cooperative | 53 | Gantt | 28605 Powerhouse Road | Andalusia | AL | 36421 | Covington | 31.4033 | -86.4795 | SERC | AEC | PowerSouth Energy Cooperative | Conecuh River | 22 | RE | 1 | Electric Utility | N |  | N |  | N |  | N | X |  | PowerSouth Energy Cooperative | 189 |  | 46 |  |  | N | [5 empty] | N | N
5580 | East Kentucky Power Coop, Inc | 54 | J K Smith | 12145 Irvine Road | Winchester | KY | 40391 | Clark | 37.8833 | -84.1017 | SERC | PJM | PJM Interconnection, LLC | Kentucky River | 22 | RE | 1 | Electric Utility | N |  | N |  | N |  | N | X |  | East Kentucky Power Coop, Inc | 5580 |  | 138 | 345 |  | N |  | TENNESSEE GAS PIPELINE COMPANY | TEXAS EASTERN TRANSMISSION LP |  |  | N
189 | PowerSouth Energy Cooperative | 55 | Point A | 25482 Firetower Lane | Andalusia | AL | 36421 | Covington | 31.3611 | -86.5183 | SERC | AEC | PowerSouth Energy Cooperative | Conecuh River | 22 | RE | 1 | Electric Utility | N |  | N |  | N |  | N | X |  | PowerSouth Energy Cooperative | 189 |  | 46 |  |  | N | [5 empty] | N | N
189 | PowerSouth Energy Cooperative | 56 | Charles R Lowman | Carson Road | Leroy | AL | 36548 | Washington | 31.488 | -87.9107 | SERC | AEC | PowerSouth Energy Cooperative | Tombigbee River | 22 | RE | 1 | Electric Utility | N |  | N |  | N |  | Y | N | OP | PowerSouth Energy Cooperative | 189 |  | 115 | 230 |  | N | [5 empty] | N | N
40606 | City of Grand Island - (NE) | 59 | Platte | 1035 W Wildwood Drive | Grand Island | NE | 68801 | Hall | 40.8548 | -98.3482 | MRO | SWPP | Southwest Power Pool | Wells | 22 | RE | 1 | Electric Utility | N |  | N |  | N |  | N | X |  | City of Grand Island - (NE) | 40606 | NE | 115 |  |  | N | [5 empty] | N | X
8245 | City of Hastings - (NE) | 60 | Whelan Energy Center | 4520 East South St. | Hastings | NE | 68902 | Adams | 40.5809 | -98.3124 | MRO | SWPP | Southwest Power Pool | Wells | 22 | RE | 1 | Electric Utility | N |  | N |  | N |  | Y | N | OP | Nebraska Public Power District | 13337 | NE | 115 |  |  | N | [5 empty] | X | X
213 | Alaska Electric Light&Power Co | 62 | Annex Creek | Annex Creek | Juneau | AK | 99801 | Juneau | 58.3176 | -134.101 | ASCC |  |  | Annex Creek Lake | 22 | RE | 1 | Electric Utility | N |  | N |  | N |  | N | X |  | Alaska Electric Light&Power Co | 213 | AK | 23 |  |  | N | [5 empty] | X | X
213 | Alaska Electric Light&Power Co | 63 | Gold Creek | 700 Capital Ave. | Juneau | AK | 99801 | Juneau | 58.3107 | -134.4174 | ASCC |  |  | Gold Creek | 22 | RE | 1 | Electric Utility | N |  | N |  | N |  | N | X |  | Alaska Electric Light&Power Co | 213 | AK | 12 |  |  | N | [5 empty] | X | X
213 | Alaska Electric Light&Power Co | 64 | Lemon Creek | 5601 Tonsgard Ct. | Juneau | AK | 99801 | Juneau | 58.3536 | -134.4953 | ASCC |  |  |  | 22 | RE | 1 | Electric Utility | N |  | N |  | N |  | N | X |  | Alaska Electric Light&Power Co | 213 | AK | 69 |  |  | N | [5 empty] | X | X
213 | Alaska Electric Light&Power Co | 65 | Salmon Creek 1 | 2750 Channel Vista Dr. | Juneau | AK | 99801 | Juneau | 58.3269 | -134.4631 | ASCC |  |  | Salmon Creek Reservoir | 22 | RE | 1 | Electric Utility | N |  | N |  | N |  | N | X |  | Alaska Electric Light&Power Co | 213 | AK | 69 |  |  | N | [5 empty] | X | X
219 | Alaska Power and Telephone Co | 66 | Skagway | 110 Spring St | Skagway | AK | 99840 | Skagway Hoonah Angoon | 59.4545 | -135.3131 |  |  |  | Dewey Lake | 22 | RE | 1 | Electric Utility | N |  | N |  | N |  | N | X |  | Alaska Power and Telephone Co | 219 | AK | 2.4 |  |  | N
219 | Alaska Power and Telephone Co | 69 | Haines | 241 Dalton St. | Haines | AK | 99927 | Haines | 59.2359 | -135.4462 | ASCC |  |  |  | 22 | RE | 1 | Electric Utility | N |  | N |  | N |  | N | X |  | Alaska Power and Telephone Co | 219 | AK | 12.47 |  |  | N
60123 | Southeast Alaska Power Agency | 70 | Swan Lake | Carroll Inlet | Ketchikan | AK | 99901 | Ketchikan Gateway | 55.6152 | -131.3561 |  | NA | No BA | Swan Lake | 22131 | NR | 4 | Commercial Non-CHP | N |  | N |  | N |  |  | X |  | Ketchikan Public Utilities | 10210 | AK | 115 | 115 |  | N
10433 | Kodiak Electric Assn Inc | 71 | Terror Lake | 20 miles southwest of Kodiak | Kodiak | AK | 99615 | Kodiak Island | 57.6861 | -152.895 | ASCC |  |  | Terror Lake | 22 | RE | 1 | Electric Utility | N |  | N |  | N |  | N | X |  | Kodiak Electric Assn Inc | 10433 | AK | 138 |  |  | Y
12397 | Metropolitan Water District of S CA | 72 | Venice Hydro | 3815 Sepulveda Blvd | Culver City | CA | 90230 | Los Angeles | 34.0114 | -118.4168 | WECC | CISO | California Independent System Operator | River | 22 | RE | 1 | Electric Utility | N |  | N |  | N |  | N | X |  | Southern California Edison Co | 17609 | CA | 66 |  |  | N
599 | Anchorage Municipal Light and Power | 75 | Anchorage 1 | 821 E. 1st Ave | Anchorage | AK | 99501 | Anchorage | 61.2221 | -149.8661 | ASCC |  |  |  | 22 | RE | 1 | Electric Utility | N |  | N |  | N |  | N | X |  | Anchorage Municipal Light and Power | 599 | AK | 115 |  |  | N | ENSTAR NAT GAS |  |  |  |  | N
599 | Anchorage Municipal Light and Power | 77 | Eklutna Hydro Project | Mile 4 Old Glenn Hwy. | Palmer | AK | 99645 | Matanuska Susitna | 61.4752 | -149.1501 | ASCC |  |  | Eklutna Lake | 22 | RE | 1 | Electric Utility | N |  | N |  | N |  | N | X |  | Chugach Electric Assn Inc | 3522 | AK | 115 |  |  | N
213 | Alaska Electric Light&Power Co | 78 | Snettisham | Port Snettisham | Juneau | AK | 99801 | Juneau | 58.1415 | -133.737 | ASCC |  |  | Long Lake And Crater Lake | 22 | RE | 1 | Electric Utility | N |  | N |  | N |  | N | X |  | Alaska Electric Light&Power Co | 213 | AK | 138 |  |  | N | [5 empty] | X | X
986 | Aurora Energy LLC | 79 | Aurora Energy LLC Chena | 1206 First Ave. | Fairbanks | AK | 99701 | Fairbanks North Star | 64.8477 | -147.7351 | ASCC |  |  | Chena River | 22 | NR | 3 | IPP CHP | N |  | N |  | N |  | N | X |  | Golden Valley Elec Assn Inc | 7353 | AK | 12.5 |  |  | N
10210 | Ketchikan Public Utilities | 84 | Ketchikan | 1037 Fair St. | Ketchikan | AK | 99901 | Ketchikan Gateway | 55.3446 | -131.6334 | ASCC |  |  | Ketchikan Lakes | 22 | RE | 1 | Electric Utility | N |  | N |  | N |  |  | X |  | Ketchikan Public Utilities | 10210 | AK | 34.5 |  |  | N
10210 | Ketchikan Public Utilities | 85 | S W Bailey | 3935 Tongass Ave. | Ketchikan | AK | 99901 | Ketchikan Gateway | 55.3574 | -131.697 | ASCC |  |  | Municipality | 22 | RE | 1 | Electric Utility | N |  | N |  | N |  |  | X |  | Ketchikan Public Utilities | 10210 | AK | 34.5 |  |  | N
30151 | Tri-State G & T Assn, Inc | 87 | Escalante | County Road 19 | Prewitt | NM | 87045 | McKinley | 35.4159 | -108.082 | WECC | WACM | Western Area Power Administration - Rocky Mountain Region | Wells | 22 | RE | 1 | Electric Utility | N |  | N |  | N |  | N | X |  | Tri-State G & T Assn, Inc | 30151 |  | 230 |  |  | N |  | NEW MEXICO GAS COMPANY |  |  |  | N
15296 | New York Power Authority | 88 | Ashokan | Route 28A | Kingston | NY | 12401 | Ulster | 41.949 | -74.2063 | NPCC | NYIS | New York Independent System Operator | Ashokan Reservoir | 22 | RE | 1 | Electric Utility | N |  | N |  | N |  | N | X |  | Central Hudson Gas & Elec Corp | 3249 | NY | 13.8 |  |  | N | [5 empty] | N | X
13642 | Nome Joint Utility Systems | 90 | Snake River | 1226 Port Road | Nome | AK | 99762 | Nome | 64.5053 | -165.4298 | ASCC |  |  | Municipality | 22 | RE | 1 | Electric Utility | N |  | N |  | N |  | N | X |  | Nome Joint Utility Systems | 13642 | AK | 4 |  |  | N | [5 empty] | X | X
14856 | Petersburg Borough - (AK) | 91 | Petersburg | 11 S. Nordic Drive | Petersburg | AK | 99833 | Wrangell Petersburg | 56.811 | -132.9571 | ASCC |  |  | Crystal Lake | 22 | RE | 1 | Electric Utility | N |  | N |  | N |  | N | X |  | Petersburg Borough - (AK) | 14856 | AK | 24.9 |  |  | N
16955 | City of Seward - (AK) | 92 | Seward (AK) | 605 SeaLion Avenue | Seward | AK | 99664 | Kenai Peninsula | 60.1309 | -149.435 | ASCC |  |  | Municipality | 22 | RE | 1 | Electric Utility | N |  | N |  | N |  | N | X |  | City of Seward - (AK) | 16955 | AK | 150 |  |  | N | [5 empty] | X | X
17271 | City & Borough of Sitka - (AK) | 93 | Blue Lake Hydro | SMC | Sitka | AK | 99835 | Sitka | 57.0516 | -135.2297 | ASCC |  |  | Blue Lake | 22 | RE | 1 | Electric Utility | N |  | N |  | N |  | N | X |  | City & Borough of Sitka - (AK) | 17271 | AK | 69 |  |  | N | [5 empty] | N | X
21015 | City of Wrangell - (AK) | 95 | Wrangell | 1043 Case Ave | Wrangell | AK | 99929 | Wrangell Petersburg | 56.461 | -132.3794 | ASCC |  |  |  | 22 | RE | 1 | Electric Utility | N |  | N |  | N |  | N | X |  | City of Wrangell - (AK) | 21015 | AK | 12.47 |  |  | N | [5 empty] | N | N
3522 | Chugach Electric Assn Inc | 96 | Beluga | Beluga Power Plant | Beluga | AK | 99682 | Kenai Peninsula | 61.1861 | -151.0356 | ASCC |  | Chugach Electric Assn Inc | Well | 22 | RE | 1 | Electric Utility | N |  | N |  | N |  | N | X |  | Chugach Electric Assn Inc | 3522 | AK | 138 |  |  | N |  | ALASKA PIPELINE COMPANY |  |  |  | N | X
15500 | Puget Sound Energy Inc | 99 | Frederickson | 4714 192nd St East | Tacoma | WA | 98446 | Pierce | 47.0797 | -122.365 | WECC | PSEI | Puget Sound Energy | City of Tacoma | 22 | RE | 1 | Electric Utility | N |  | N |  | N |  | N | X |  | Puget Sound Energy Inc | 15500 | WA | 115 |  |  | N |  | NORTHWEST PIPELINE GP |  |  |  | N
16572 | Salt River Project | 100 | South Consolidated | P.O. Box 52025 MS PAB221 | Phoenix | AZ | 85072 | Maricopa | 33.4665 | -111.7811 | WECC | SRP | Salt River Project | South Consolidated Canal | 22 | RE | 1 | Electric Utility | N |  | N |  | N |  | N | X |  | Salt River Project | 16572 | AZ | 4.16 |  |  | N
17609 | Southern California Edison Co | 104 | J S Eastwood | Hwy 168 Sierra National Forest | Shaver Lake | CA | 93664 | Fresno | 37.1479 | -119.2567 | WECC | CISO | California Independent System Operator | San Joaquin River | 22 | RE | 1 | Electric Utility | N |  | N |  | N |  |  | X |  | Southern California Edison Co | 17609 | CA | 220 |  |  | Y
18315 | Sunflower Electric Power Corp | 108 | Holcomb | 2440 Holcomb Lane | Holcomb | KS | 67851 | Finney | 37.9308 | -100.9725 | SPP | SWPP | Southwest Power Pool | Wells | 22 | RE | 1 | Electric Utility | N |  | N |  | N |  | N | X |  | Sunflower Electric Power Corp | 18315 |  | 115 |  |  | N |  | NORTHERN NATURAL GAS |  |  |  | N | X
13870 | Nushagak Electric Coop, Inc | 109 | Dillingham | 557 Kenny Wren Rd. | Dillingham | AK | 99576 | Dillingham | 59.0429 | -158.4686 | ASCC |  |  |  | 22 | RE | 1 | Electric Utility | N |  | N |  | N |  | N | X |  | Nushagak Electric Coop, Inc | 13870 | AK | 12 |  |  | N | [5 empty] | N | N
803 | Arizona Public Service Co | 112 | Childs | Fossil Creek Road | Camp Verde | AZ | 85544 | Yavapai | 34.3511 | -111.7006 | WECC |  |  | Fossil Creek/Natural Spring | 22 | RE | 1 | Electric Utility | N |  | N |  | N |  |  | X
803 | Arizona Public Service Co | 113 | Cholla | 4801 Cholla Lake Road | Joseph City | AZ | 86032 | Navajo | 34.9394 | -110.3033 | WECC | AZPS | Arizona Public Service Company | Lake Wells | 22 | RE | 1 | Electric Utility | N |  | N |  | N |  | Y | N | OP | Arizona Public Service Co | 803 | AZ | 500 |  |  | N |  | EL PASO NATURAL GAS COMPANY LLC |  |  |  | N
803 | Arizona Public Service Co | 114 | Douglas | Sulpher Spring Rd/Lawrence Ave | Douglas | AZ | 85607 | Cochise | 31.3641 | -109.5538 | WECC | AZPS | Arizona Public Service Company | Municipality | 22 | RE | 1 | Electric Utility | N |  | N |  | N |  | N | X |  | Arizona Public Service Co | 803 | AZ | 69 |  |  | N
803 | Arizona Public Service Co | 115 | Irving | Fossil Creek Road | Camp Verde | AZ | 86322 | Yavapai | 34.4022 | -111.6172 | WECC |  |  | Fossil Creek/Natural Spring | 22 | RE | 1 | Electric Utility | N |  | N |  | N |  |  | X
803 | Arizona Public Service Co | 116 | Ocotillo | 1500 East University | Tempe | AZ | 85281 | Maricopa | 33.4225 | -111.9122 | WECC | AZPS | Arizona Public Service Company | Wells | 22 | RE | 1 | Electric Utility | N |  | N |  | N |  | N | X |  | Arizona Public Service Co | 803 | AZ | 69 |  |  | N |  | EL PASO NATURAL GAS COMPANY LLC |  |  |  | N
803 | Arizona Public Service Co | 117 | West Phoenix | 4606 West Hadley | Phoenix | AZ | 85043 | Maricopa | 33.4417 | -112.1583 | WECC | AZPS | Arizona Public Service Company | Wells | 22 | RE | 1 | Electric Utility | N |  | N |  | N |  | N | X |  | Arizona Public Service Co | 803 | AZ | 230 |  |  | N |  | EL PASO NATURAL GAS COMPANY LLC |  |  |  | N
803 | Arizona Public Service Co | 118 | Saguaro | Mail Post 228 | Red Rock | AZ | 85245 | Pinal | 32.5517 | -111.3 | WECC | AZPS | Arizona Public Service Company | Wells | 22 | RE | 1 | Electric Utility | N |  | N |  | N |  | N | X |  | Arizona Public Service Co | 803 | AZ | 115 |  |  | N |  | EL PASO NATURAL GAS COMPANY LLC | TRANSWESTERN PIPELINE COMPANY |  |  | N
803 | Arizona Public Service Co | 120 | Yucca | 7522 South Somerton Ave. | Yuma | AZ | 85364 | Yuma | 32.7214 | -114.7106 | WECC | AZPS | Arizona Public Service Company | Wells | 22 | RE | 1 | Electric Utility | N |  | N |  | N |  | N | X |  | Arizona Public Service Co | 803 | AZ | 69 |  |  | N |  | EL PASO NATURAL GAS COMPANY LLC |  |  |  | N
24211 | Tucson Electric Power Co | 124 | Demoss Petrie | 2501 N Flowing Wells Road | Tucson | AZ | 85705 | Pima | 32.2523 | -110.9921 | WECC | TEPC | Tucson Electric Power Company | Wells | 22 | RE | 1 | Electric Utility | N |  | N |  | N |  | N | X |  | Tucson Electric Power Co | 24211 | AZ | 138 |  |  | Y |  | SOUTHWEST GAS CORPORATION |  |  |  | N | X
24211 | Tucson Electric Power Co | 126 | H Wilson Sundt Generating Station | 3950 E Irvington Road | Tucson | AZ | 85714 | Pima | 32.16 | -110.9047 | WECC | TEPC | Tucson Electric Power Company | Wells | 22 | RE | 1 | Electric Utility | N |  | N |  | N |  | N | X |  | Tucson Electric Power Co | 24211 | AZ | 138 |  |  | N |  | EL PASO NATURAL GAS COMPANY LLC |  |  |  | N | X
15474 | Public Service Co of Oklahoma | 127 | Oklaunion | 12567 FM Rd 3430 | Oklaunion | TX | 76373 | Wilbarger | 34.0825 | -99.1753 | TRE | SWPP | Southwest Power Pool | Municipality | 22 | RE | 1 | Electric Utility | N |  | N |  | N |  | Y | Y | OP | Public Service Co of Oklahoma | 15474 | OK | 345 |  |  | N | [5 empty] | X
17543 | South Carolina Public Service Authority | 130 | Cross | 553 Cross Station Road | Cross | SC | 29436 | Berkeley | 33.3715 | -80.1132 | SERC | SC | South Carolina Public Service Authority | Diversion Canal | 22 | RE | 1 | Electric Utility | N |  | N |  | N |  | Y | Y | OP | South Carolina Public Service Authority | 17543 | SC | 230 |  |  | N | [5 empty] | X | X
21554 | Seminole Electric Cooperative Inc | 136 | Seminole (FL) | State Highway 19 | Palatka | FL | 32708 | Putnam | 29.7331 | -81.6328 | FRCC | SEC | Seminole Electric Cooperative | St Johns River | 22 | RE | 1 | Electric Utility | N |  | N |  | N |  | Y | N | OP | Seminole Electric Cooperative Inc | 21554 |  | 230 |  |  | N
16572 | Salt River Project | 141 | Agua Fria | 7302 W Northern Ave | Glendale | AZ | 85303 | Maricopa | 33.5561 | -112.2153 | WECC | SRP | Salt River Project | Wells | 22 | RE | 1 | Electric Utility | N |  | N |  | N |  | N | X |  | Salt River Project | 16572 | AZ | 230 |  |  | N |  | EL PASO NATURAL GAS COMPANY LLC |  |  |  | N
16572 | Salt River Project | 143 | Crosscut | 998 W. Washington St. | Tempe | AZ | 85281 | Maricopa | 33.4394 | -111.9461 | WECC | SRP | Salt River Project | Crosscut Canal | 22 | RE | 1 | Electric Utility | N |  | N |  | N |  | N | X |  | Salt River Project | 16572 | AZ | 4.16 |  |  | N |  | None |  |  |  | N
16572 | Salt River Project | 145 | Horse Mesa | P.O. Box 52025 MS PAB 221 | Phoenix | AZ | 85072 | Maricopa | 33.5907 | -111.344 | WECC | SRP | Salt River Project | Salt River | 22 | RE | 1 | Electric Utility | N |  | N |  | N |  | N | X |  | Salt River Project | 16572 | AZ | 115 |  |  | Y
16572 | Salt River Project | 147 | Kyrene | 7005 S Kyrene Rd. | Tempe | AZ | 85283 | Maricopa | 33.3556 | -111.9353 | WECC | SRP | Salt River Project | Well Water | 22 | RE | 1 | Electric Utility | N |  | N |  | N |  | N | X |  | Salt River Project | 16572 | AZ | 230 |  |  | N |  | EL PASO NATURAL GAS COMPANY LLC |  |  |  | N
16572 | Salt River Project | 148 | Mormon Flat | P.O. Box 52025 MS PAB 221 | Phoenix | AZ | 85072 | Maricopa | 33.5536 | -111.4431 | WECC | SRP | Salt River Project | Salt River | 22 | RE | 1 | Electric Utility | N |  | N |  | N |  | N | X |  | Salt River Project | 16572 | AZ | 115 |  |  | Y
16572 | Salt River Project | 149 | Roosevelt | P.O. Box 52025 PAB 221 | Phoenix | AZ | 85072 | Maricopa | 33.6711 | -111.1618 | WECC | SRP | Salt River Project | Salt River | 22 | RE | 1 | Electric Utility | N |  | N |  | N |  | N | X |  | Salt River Project | 16572 | AZ | 115 |  |  | N
16572 | Salt River Project | 150 | Stewart Mountain | P.O. Box 52025 PAB 221 | Phoenix | AZ | 85072 | Maricopa | 33.5661 | -111.536 | WECC | SRP | Salt River Project | Salt River | 22 | RE | 1 | Electric Utility | N |  | N |  | N |  | N | X |  | Salt River Project | 16572 | AZ | 115 |  |  | N
12745 | Modesto Irrigation District | 151 | McClure | 639 S. McClure Rd. | Modesto | CA | 95354 | Stanislaus | 37.6294 | -120.9314 | WECC | BANC | Balancing Authority of Northern California | Municipality | 22 | RE | 1 | Electric Utility | N |  | N |  | N |  | N | X |  | Modesto Irrigation District | 12745 | CA | 69 |  |  | N |  | PACIFIC GAS |  |  |  | N | X
2518 | U S Bureau of Reclamation | 152 | Davis Dam | N/A | Kingman | AZ | 86430 | Mohave | 35.197 | -114.5707 | WECC | WALC | Western Area Power Administration - Desert Southwest Region | Colorado River | 22 | RE | 1 | Electric Utility | N |  | N |  | N |  |  | X |  | WAPA-- Western Area Power Administration | 27000 | AZ | 230 |  |  | N
2518 | U S Bureau of Reclamation | 153 | Glen Canyon Dam | N/A | Page | AZ | 86040 | Coconino | 36.9366 | -111.4839 | WECC | WALC | Western Area Power Administration - Desert Southwest Region | Lake Powell - Colorado River | 22 | RE | 1 | Electric Utility | N |  | N |  | N |  |  | X |  | WAPA-- Western Area Power Administration | 27000 | AZ | 345 |  |  | N
2518 | U S Bureau of Reclamation | 154 | Hoover Dam (NV) | N/A | Boulder City | NV | 89006 | Clark | 36.0155 | -114.738 | WECC | WALC | Western Area Power Administration - Desert Southwest Region | Lake Mead - Colorado River | 22 | RE | 1 | Electric Utility | N |  | N |  | N |  |  | X |  | WAPA-- Western Area Power Administration | 27000 | NV | 230 |  |  | N
8366 | Heber Light & Power Company | 159 | Lake Creek Dam | 2400 East Center | Heber City | UT | 84032 | Wasatch | 40.4936 | -111.3125 | WECC | PACE | PacifiCorp - East | Lake Creek | 22 | RE | 1 | Electric Utility | N |  | N |  | N |  | N | X |  | Heber Light & Power Company | 8366 | UT | 12.47 |  |  | N | [5 empty] | N | N
796 | Arizona Electric Pwr Coop Inc | 160 | Apache Station | 3525 N US Hwy 191 | Cochise | AZ | 85606 | Cochise | 32.0603 | -109.8931 | WECC | WALC | Western Area Power Administration - Desert Southwest Region | Wells | 22 | RE | 1 | Electric Utility | N |  | N |  | N |  | Y | Y | OP | Arizona Electric Pwr Coop Inc | 796 |  | 230 | 115 | 69 | N |  | EL PASO NATURAL GAS COMPANY LLC |  |  | KINDER MORGAN BOUGHT OUT EPNG | N
19281 | Turlock Irrigation District | 161 | Turlock Lake | 21642 Davis Road | Hickman | CA | 95323 | Stanislaus | 37.6115 | -120.5947 | WECC | TIDC | Turlock Irrigation District | Turlock Lake | 22 | RE | 1 | Electric Utility | N |  | N |  | N |  | N | X |  | Turlock Irrigation District | 19281 | CA | 69 |  |  | N | [5 empty] | X | X
19281 | Turlock Irrigation District | 162 | Hickman | 779 Main Canal | Hickman | CA | 95323 | Stanislaus | 37.6215 | -120.7462 | WECC | TIDC | Turlock Irrigation District | Main Canal | 22 | RE | 1 | Electric Utility | N |  | N |  | N |  | N | X |  | Turlock Irrigation District | 19281 | CA | 12 |  |  | N | [5 empty] | X | X
50079 | Utility Board of Key West City | 164 | Big Pine | Industrial Road MM 32.5 | Big Pine Key | FL | 33041 | Monroe | 24.5792 | -81.685 | FRCC |  |  |  | 22 | RE | 1 | Electric Utility | N |  | N |  | N |  | N | X
7490 | Grand River Dam Authority | 165 | GREC | 8142 Hwy 412B | Chouteau | OK | 74337 | Mayes | 36.1903 | -95.2894 | SPP | SWPP | Southwest Power Pool | Grand Neosho | 22 | RE | 1 | Electric Utility | N |  | N |  | N |  | Y | Y | OP | Grand River Dam Authority | 7490 | OK | 161 | 345 |  | N |  | ONEOK GAS TRANSPORTATION |  |  |  | N | X
814 | Entergy Arkansas Inc | 166 | Carpenter | 1398 Carpenter Dam Road | Hot Springs | AR | 71901 | Garland | 34.4425 | -93.0262 | SERC | MISO | Midcontinent Independent Transmission System Operator, Inc.. | Lake Hamilton | 22 | RE | 1 | Electric Utility | N |  | N |  | N |  | N | X |  | Entergy Arkansas Inc | 814 | AR | 115 |  |  | N
814 | Entergy Arkansas Inc | 167 | Cecil Lynch | 5800 Lynch Drive | North Little Rock | AR | 72117 | Pulaski | 34.7535 | -92.1987 | SERC | MISO | Midcontinent Independent Transmission System Operator, Inc.. | Arkansas River | 22 | RE | 1 | Electric Utility | N |  | N |  | N |  |  | X |  | Entergy Arkansas Inc | 814 | AR | 115
814 | Entergy Arkansas Inc | 168 | Hamilton Moses | Hwy. 70, PO box 1897 | Forrest City | AR | 72335 | St Francis | 34.9806 | -90.8722 | SERC | MISO | Midcontinent Independent Transmission System Operator, Inc.. | L'Anquille River | 22 | RE | 1 | Electric Utility | N |  | N |  | N |  |  | X |  | Entergy Arkansas Inc | 814 | AR | 161
814 | Entergy Arkansas Inc | 169 | Harvey Couch | Hwy. 82 East, PO box 187 | Stamps | AR | 71860 | Lafayette | 33.3592 | -93.4649 | SERC | MISO | Midcontinent Independent Transmission System Operator, Inc.. | Wells | 22 | RE | 1 | Electric Utility | N |  | N |  | N |  |  | X |  | Entergy Arkansas Inc | 814 | AR | 115
814 | Entergy Arkansas Inc | 170 | Lake Catherine | Hwy. 270, PO Box 218 | Jones Mill | AR | 72105 | Hot Spring | 34.4341 | -92.9049 | SERC | MISO | Midcontinent Independent Transmission System Operator, Inc.. | Lake Catherine | 22 | RE | 1 | Electric Utility | N |  | N |  | N |  | N | X |  | Entergy Arkansas Inc | 814 | AR | 115 |  |  | N | CENTERPOINT ENERGY ARKLA |  |  |  |  | N
814 | Entergy Arkansas Inc | 171 | Mabelvale | Vyme Ridge Road | Mabelvale | AR | 72103 | Pulaski | 34.636 | -92.4096 | SERC | MISO | Midcontinent Independent Transmission System Operator, Inc.. | Air Cooled | 22 | RE | 1 | Electric Utility | N |  | N |  | N |  | N | X |  | Entergy Arkansas Inc | 814 | AR | 115 |  |  |  | CENTERPOINT ENERGY ARKLA
14216 | City of Osceola - (AR) | 172 | Osceola (AR) | 303 W. Hale | Osceola | AR | 72370 | Mississippi | 35.6893 | -89.994 | SPP | MISO | Midcontinent Independent Transmission System Operator, Inc.. |  | 22 | RE | 1 | Electric Utility | N |  | N |  | N |  | N | X |  | Entergy Arkansas Inc | 814 | AR | 161 |  |  | N
814 | Entergy Arkansas Inc | 173 | Robert E Ritchie | Hwy. 20, PO Box 388 | Helena | AR | 72342 | Phillips | 34.4629 | -90.5987 | SERC | MISO | Midcontinent Independent Transmission System Operator, Inc.. | Mississippi River | 22 | RE | 1 | Electric Utility | N |  | N |  | N |  |  | X |  | Entergy Arkansas Inc | 814 | AR | 230
814 | Entergy Arkansas Inc | 174 | Remmel | RR 5, Box 342 | Malvern | AR | 72104 | Hot Spring | 34.4272 | -92.8941 | SERC | MISO | Midcontinent Independent Transmission System Operator, Inc.. | Lake Catherine | 22 | RE | 1 | Electric Utility | N |  | N |  | N |  | N | X |  | Entergy Arkansas Inc | 814 | AR | 115 |  |  | N
14328 | Pacific Gas & Electric Co | 180 | Volta 2 | Manton-Viola Road | Manton | CA | 96059 | Shasta | 40.4519 | -121.8621 | WECC | CISO | California Independent System Operator | Cross Country Canal | 22 | RE | 1 | Electric Utility | N |  | N |  | N |  |  | X |  | Pacific Gas & Electric Co | 14328 | CA | 12 |  |  | N
19647 | USCE-Little Rock District | 182 | Beaver Dam | 774 Dam Site River Raod | Eureka Springs | AR | 72631 | Carroll | 36.4215 | -93.8474 | SPP | SPA | Southwestern Power Administration | Beaver Lake | 22 | RE | 1 | Electric Utility | N |  | N |  | N |  | N | X |  | Southwestern Power Administration | 17716 |  | 161 |  |  | N
19406 | USCE -Vickburg District | 187 | Degray | 848 Channel Rd | Arkadelphia | AR | 71923 | Clark | 34.2119 | -93.111 | SERC | MISO | Midcontinent Independent Transmission System Operator, Inc.. | Caddo River | 22 | RE | 1 | Electric Utility | N |  | N |  | N |  | N | X |  | Entergy Arkansas Inc | 814 | AR | 115 |  |  | Y | [5 empty] | X | X
19647 | USCE-Little Rock District | 188 | Greers Ferry Lake | P.O. BOX 1088 | HEBER SPRINGS | AR | 72543 | Cleburne | 35.5207 | -91.9953 | SPP | SPA | Southwestern Power Administration | Greers Ferry Lake | 22 | RE | 1 | Electric Utility | N |  | N |  | N |  | N | X |  | Southwestern Power Administration | 17716 |  | 161 |  |  | N
14446 | Paragould Light & Water Comm | 192 | Paragould | Poplar Street | Paragould | AR | 72450 | Greene | 36.0606 | -90.5214 | SPP | SPA | Southwestern Power Administration | Wells | 22 | RE | 1 | Electric Utility | N |  | N |  | N |  |  | X |  | Paragould Light & Water Comm | 14446 | AR | 13.2 |  |  | N | [5 empty] | N | X
15043 | City of Piggott - (AR) | 193 | Municipal Light | Castleberry Street | Piggott | AR | 72454 | Clay | 36.3858 | -90.1867 | SPP | SPA | Southwestern Power Administration | Municipality | 22 | RE | 1 | Electric Utility | N |  | N |  | N |  |  | X |  | Southwestern Power Administration | 17716 |  | 69 |  |  | N |  | SOURCE GAS DISTRIBUTION LLC |  |  |  | N
19406 | USCE -Vickburg District | 195 | Narrows (AR) | 2859 HWY 19 North | Murfreesboro | AR | 71958 | Pike | 34.1484 | -93.7152 | SERC | SWPP | Southwest Power Pool | Little Missouri River | 22 | RE | 1 | Electric Utility | N |  | N |  | N |  |  | X |  | Southwestern Electric Power Co | 17698 | AR | 69 |  |  | N
19647 | USCE-Little Rock District | 196 | Norfork | PO BOX 369 | MOUNTAIN HOME | AR | 72653 | Baxter | 36.2491 | -92.2401 | SPP | SPA | Southwestern Power Administration | Norfork Lake | 22 | RE | 1 | Electric Utility | N |  | N |  | N |  | N | X |  | Southwestern Power Administration | 17716 |  | 161 |  |  | N
19406 | USCE -Vickburg District | 197 | Blakely Mountain | 1111 Blakely Dam Road | Royal | AR | 71968 | Garland | 34.571 | -93.1944 | SERC | MISO | Midcontinent Independent Transmission System Operator, Inc.. | Ouachita River | 22 | RE | 1 | Electric Utility | N |  | N |  | N |  |  | X |  | Entergy Arkansas Inc | 814 | AR | 115 |  |  | N | [5 empty] | X | X
19647 | USCE-Little Rock District | 198 | Bull Shoals | 324 W 7TH | MOUNTAIN HOME | AR | 72653 | Marion | 36.3635 | -92.5763 | SPP | SPA | Southwestern Power Administration | Bull Shoals Lake | 22 | RE | 1 | Electric Utility | N |  | N |  | N |  | N | X |  | Southwestern Power Administration | 17716 |  | 161 |  |  | N
19647 | USCE-Little Rock District | 199 | Dardanelle | PO BOX 1087 | RUSSELLVILLE | AR | 72801 | Pope | 35.2503 | -93.1686 | SPP | SPA | Southwestern Power Administration | Arkansas River | 22 | RE | 1 | Electric Utility | N |  | N |  | N |  | N | X |  | Southwestern Power Administration | 17716 |  | 161 |  |  | N
807 | Arkansas Electric Coop Corp | 201 | Thomas Fitzhugh | 6006 Lock and Dam Road | Ozark | AR | 72949 | Franklin | 35.4624 | -93.8049 | SPP | SWPP | Southwest Power Pool | Arkansas River | 22 | RE | 1 | Electric Utility | N |  | N |  | N |  | N | X |  | Southwestern Electric Power Co | 17698 | AR | 161 |  |  | N |  | OZARK GAS TRANSMISSION LLC |  |  |  | N | X
807 | Arkansas Electric Coop Corp | 202 | Carl Bailey | 535 Woodruff 816 | Augusta | AR | 72006 | Woodruff | 35.2601 | -91.3634 | SERC | MISO | Midcontinent Independent Transmission System Operator, Inc.. | White River | 22 | RE | 1 | Electric Utility | N |  | N |  | N |  | N | X |  | Entergy Arkansas Inc | 814 | AR | 161 |  |  | N |  | ENABLE GAS TRANSMISSION LLC |  |  |  | N | X
807 | Arkansas Electric Coop Corp | 203 | McClellan (AR) | 1625 Bradley Ferry Road | Camden | AR | 71701 | Ouachita | 33.5648 | -92.7917 | SERC | MISO | Midcontinent Independent Transmission System Operator, Inc.. | Ouachita River | 22 | RE | 1 | Electric Utility | N |  | N |  | N |  | N | X |  | Entergy Arkansas Inc | 814 | AR | 115 |  |  | N |  | ENABLE GAS TRANSMISSION LLC |  |  |  | N | X
55951 | Exelon Nuclear | 204 | Clinton Power Station | Rt. 54 West | Clinton | IL | 61727 | DeWitt | 40.1719 | -88.8339 | SERC | MISO | Midcontinent Independent Transmission System Operator, Inc.. | Salt Creek | 22 | NR | 2 | IPP Non-CHP | N |  | N |  | N |  | N | X |  | Ameren Illinois Company | 56697 | IL | 345 |  |  | N | [5 empty] | N | X
9617 | JEA | 207 | St Johns River Power Park | 11201 New Berlin Road | Jacksonville | FL | 32226 | Duval | 30.4308 | -81.5508 | FRCC | JEA | JEA | St. Johns River | 22 | RE | 1 | Electric Utility | N |  | N |  | N |  | N | X |  | JEA | 9617 | FL | 230 |  |  | N | PEOPLES GAS SYS |  |  |  |  | N | X
20893 | Wolf Creek Nuclear Optg Corp | 210 | Wolf Creek Generating Station | 1550 Oxen Lane N.E. | Burlington | KS | 66839 | Coffey | 38.2393 | -95.6898 | SPP | SWPP | Southwest Power Pool | Wolf Creek Cooling Lake | 22 | RE | 1 | Electric Utility | N |  | N |  | N |  | N | X |  | Kansas Gas & Electric Co | 10005 | KS | 345 |  |  | N
14328 | Pacific Gas & Electric Co | 214 | Alta Powerhouse | NA | Alta | CA | 95701 | Placer | 39.216 | -120.8036 | WECC | CISO | California Independent System Operator | Towle Canal | 22 | RE | 1 | Electric Utility | N |  | N |  | N |  |  | X |  | Pacific Gas & Electric Co | 14328 | CA | 12 |  |  | N
19586 | Utica Water & Power Authority | 215 | Angels | 1168 Booster Way | Angels Camp | CA | 95222 | Calaveras | 38.0719 | -120.5394 | WECC | CISO | California Independent System Operator | North Fork Stanislaus River | 22 | NR | 2 | IPP Non-CHP | N |  | N |  | N |  | N | X |  | Pacific Gas & Electric Co | 14328 | CA | 17.5 |  |  | N
14328 | Pacific Gas & Electric Co | 217 | Balch 1 | Trimmer Springs Road | Balch Camp | CA | 93649 | Fresno | 36.9091 | -119.0877 | WECC | CISO | California Independent System Operator | North Fork Kings River | 22 | RE | 1 | Electric Utility | N |  | N |  | N |  |  | X |  | Pacific Gas & Electric Co | 14328 | CA | 115 |  |  | N
14328 | Pacific Gas & Electric Co | 218 | Balch 2 | Trimmer Springs Road | Balch Camp | CA | 93649 | Fresno | 36.9089 | -119.0876 | WECC | CISO | California Independent System Operator | North Fork Kings River | 22 | RE | 1 | Electric Utility | N |  | N |  | N |  |  | X |  | Pacific Gas & Electric Co | 14328 | CA | 230 |  |  | N
14328 | Pacific Gas & Electric Co | 219 | Belden | NA | Belden | CA | 95915 | Plumas | 40.0074 | -121.2494 | WECC | CISO | California Independent System Operator | North Fork Feather River | 22 | RE | 1 | Electric Utility | N |  | N |  | N |  |  | X |  | Pacific Gas & Electric Co | 14328 | CA | 230 |  |  | N
14328 | Pacific Gas & Electric Co | 220 | Bucks Creek | NA | Storrie | CA | 95980 | Plumas | 39.9106 | -121.3277 | WECC | CISO | California Independent System Operator | Bucks Creek | 22 | RE | 1 | Electric Utility | N |  | N |  | N |  |  | X |  | Pacific Gas & Electric Co | 14328 | CA | 230 |  |  | N
14328 | Pacific Gas & Electric Co | 221 | Butt Valley | Caribou-Pratville Road | Belden | CA | 95956 | Plumas | 40.1757 | -121.1907 | WECC | CISO | California Independent System Operator | North Fork Feather River | 22 | RE | 1 | Electric Utility | N |  | N |  | N |  |  | X |  | Pacific Gas & Electric Co | 14328 | CA | 115 |  |  | N
14328 | Pacific Gas & Electric Co | 222 | Caribou 1 | 1000 Caribou Road | Belden | CA | 95956 | Plumas | 40.0855 | -121.1482 | WECC | CISO | California Independent System Operator | North Fork Feather River | 22 | RE | 1 | Electric Utility | N |  | N |  | N |  |  | X |  | Pacific Gas & Electric Co | 14328 | CA | 115 |  |  | N
14328 | Pacific Gas & Electric Co | 223 | Caribou 2 | 1000 Caribou Road | Belden | CA | 95956 | Plumas | 40.086 | -121.1494 | WECC | CISO | California Independent System Operator | North Fork Feather River | 22 | RE | 1 | Electric Utility | N |  | N |  | N |  |  | X |  | Pacific Gas & Electric Co | 14328 | CA | 230 |  |  | N
14328 | Pacific Gas & Electric Co | 224 | Centerville PH | Nimshew Stage Road | Chico | CA | 95927 | Butte | 39.7889 | -121.6574 | WECC | CISO | California Independent System Operator | Big Butte Creek | 22 | RE | 1 | Electric Utility | N |  | N |  | N |  |  | X |  | Pacific Gas & Electric Co | 14328 | CA | 60 |  |  | N
14328 | Pacific Gas & Electric Co | 225 | Chili Bar | Highway 193 | Placerville | CA | 95667 | El Dorado | 38.7718 | -120.8132 | WECC | CISO | California Independent System Operator | South Fork American River | 22 | RE | 1 | Electric Utility | N |  | N |  | N |  |  | X |  | Pacific Gas & Electric Co | 14328 | CA | 21 |  |  | N
14328 | Pacific Gas & Electric Co | 226 | Coal Canyon | Coal Canyon Rd. Rural Route 1 | Oroville | CA | 95965 | Butte | 39.605 | -121.6005 | WECC | CISO | California Independent System Operator | West Branch Feather River | 22 | RE | 1 | Electric Utility | N |  | N |  | N |  |  | X |  | Pacific Gas & Electric Co | 14328 | CA | 12 |  |  | N
14328 | Pacific Gas & Electric Co | 227 | Coleman PH | Coleman Fish Hatchery Road | Anderson | CA | 96022 | Shasta | 40.4046 | -122.1219 | WECC | CISO | California Independent System Operator | Battle Creek | 22 | RE | 1 | Electric Utility | N |  | N |  | N |  |  | X |  | Pacific Gas & Electric Co | 14328 | CA | 60 |  |  | N
12631 | NRG Delta LLC | 228 | Contra Costa | 3201 Wilbur Avenue | Antioch | CA | 94509 | Contra Costa | 38.0192 | -121.7642 | WECC | CISO | California Independent System Operator | San Joaquin River | 22 | NR | 2 | IPP Non-CHP | N |  | N |  | Y | 99-112 | N | X |  | Pacific Gas & Electric Co | 14328 | CA | 230
14328 | Pacific Gas & Electric Co | 229 | Cow Creek | South Cow Creek Road | Millville | CA | 96062 | Shasta | 40.5708 | -122.0209 | WECC | CISO | California Independent System Operator | South Cow Creek | 22 | RE | 1 | Electric Utility | N |  | N |  | N |  |  | X |  | Pacific Gas & Electric Co | 14328 | CA | 60 |  |  | N
14328 | Pacific Gas & Electric Co | 231 | Cresta | NA | Storrie | CA | 95980 | Butte | 39.8259 | -121.4097 | WECC | CISO | California Independent System Operator | North Fork Feather River | 22 | RE | 1 | Electric Utility | N |  | N |  | N |  |  | X |  | Pacific Gas & Electric Co | 14328 | CA | 230 |  |  | N
14328 | Pacific Gas & Electric Co | 232 | De Sabla | De Sabla Powerhouse Road | Magalia | CA | 95954 | Butte | 39.8693 | -121.6318 | WECC | CISO | California Independent System Operator | Big Butte Creek | 22 | RE | 1 | Electric Utility | N |  | N |  | N |  |  | X |  | Pacific Gas & Electric Co | 14328 | CA | 60 |  |  | N
14328 | Pacific Gas & Electric Co | 233 | Deer Creek PH | Chalk Bluff Road | Nevada City | CA | 95959 | Nevada | 39.2981 | -120.8443 | WECC | CISO | California Independent System Operator | Deer Creek | 22 | RE | 1 | Electric Utility | N |  | N |  | N |  |  | X |  | Pacific Gas & Electric Co | 14328 | CA | 60 |  |  | N
14328 | Pacific Gas & Electric Co | 235 | Drum 1 | Drum Powerhouse Road | Alta | CA | 95701 | Placer | 39.2569 | -120.7674 | WECC | CISO | California Independent System Operator | Bear River | 22 | RE | 1 | Electric Utility | N |  | N |  | N |  |  | X |  | Pacific Gas & Electric Co | 14328 | CA | 115 |  |  | N
14328 | Pacific Gas & Electric Co | 236 | Drum 2 | Drum Powerhouse Road | Alta | CA | 95701 | Placer | 39.2574 | -120.767 | WECC | CISO | California Independent System Operator | Bear River | 22 | RE | 1 | Electric Utility | N |  | N |  | N |  |  | X |  | Pacific Gas & Electric Co | 14328 | CA | 115 |  |  | N
14328 | Pacific Gas & Electric Co | 237 | Dutch Flat | Dutch Flat Road | Alta | CA | 95701 | Placer | 39.217 | -120.8356 | WECC | CISO | California Independent System Operator | Bear River | 22 | RE | 1 | Electric Utility | N |  | N |  | N |  |  | X |  | Pacific Gas & Electric Co | 14328 | CA | 115 |  |  | N
25915 | El Dorado Irrigation District | 238 | El Dorado | 1000 Powerhouse Road | Pollock Pines | CA | 95667 | El Dorado | 38.7936 | -120.6192 | WECC | CISO | California Independent System Operator | South Fork American River | 22 | RE | 1 | Electric Utility | N |  | N |  | N |  | N | X |  | Pacific Gas & Electric Co | 14328 | CA | 115 |  |  | N | [5 empty] | N | X
14328 | Pacific Gas & Electric Co | 239 | Electra | Electric Road off Highway 49 | Jackson | CA | 95642 | Amador | 38.331 | -120.6699 | WECC | CISO | California Independent System Operator | North Fork Mokelumne River | 22 | RE | 1 | Electric Utility | N |  | N |  | N |  |  | X |  | Pacific Gas & Electric Co | 14328 | CA | 115 |  |  | N
14328 | Pacific Gas & Electric Co | 240 | Haas | Trimmer Springs Road | Balch Camp | CA | 93649 | Fresno | 36.9274 | -119.0203 | WECC | CISO | California Independent System Operator | North Fork Kings River | 22 | RE | 1 | Electric Utility | N |  | N |  | N |  |  | X |  | Pacific Gas & Electric Co | 14328 | CA | 230 |  |  | N
14328 | Pacific Gas & Electric Co | 241 | Halsey | Dry Creek Road | Auburn | CA | 95603 | Placer | 38.957 | -121.0419 | WECC | CISO | California Independent System Operator | Bear River | 22 | RE | 1 | Electric Utility | N |  | N |  | N |  |  | X |  | Pacific Gas & Electric Co | 14328 | CA | 60 |  |  | N
14328 | Pacific Gas & Electric Co | 242 | Hamilton Branch | Lake Almanor | Penninsula Village | CA | 96137 | Plumas | 40.2687 | -121.0895 | WECC | CISO | California Independent System Operator | Hamilton Branch Of Nf Feather | 22 | RE | 1 | Electric Utility | N |  | N |  | N |  |  | X |  | Pacific Gas & Electric Co | 14328 | CA | 60 |  |  | N
14328 | Pacific Gas & Electric Co | 243 | Hat Creek 1 | Baun Lake Road, Star Route 1 | Burney | CA | 96013 | Shasta | 40.9293 | -121.5445 | WECC | CISO | California Independent System Operator | Hat Creek | 22 | RE | 1 | Electric Utility | N |  | N |  | N |  |  | X |  | Pacific Gas & Electric Co | 14328 | CA | 60 |  |  | N
14328 | Pacific Gas & Electric Co | 244 | Hat Creek 2 | Hat Creek #2 Powerhouse Rd. | Burney | CA | 96013 | Shasta | 40.9607 | -121.5487 | WECC | CISO | California Independent System Operator | Hat Creek | 22 | RE | 1 | Electric Utility | N |  | N |  | N |  |  | X |  | Pacific Gas & Electric Co | 14328 | CA | 60 |  |  | N
14328 | Pacific Gas & Electric Co | 246 | Humboldt Bay | Buhne Pt. 1000 King Salmon Ave | Eureka | CA | 95503 | Humboldt | 40.7415 | -124.2103 | WECC | CISO | California Independent System Operator | Humboldt Bay | 22 | RE | 1 | Electric Utility | N |  | N |  | N |  |  | X |  | Pacific Gas & Electric Co | 14328 | CA | 115 | 60 |  | N | PACIFIC GAS | PACIFIC GAS |  |  |  | N | X
14328 | Pacific Gas & Electric Co | 247 | Hunters Point | 1000 Evans Avenue | San Francisco | CA | 94124 | San Francisco | 37.7336 | -122.3897 | WECC |  |  | San Francisco Bay | 22 | RE | 1 | Electric Utility | N |  | N |  | N |  |  | X
14328 | Pacific Gas & Electric Co | 248 | Inskip | Manton-Viola Road | Manton | CA | 96059 | Tehama | 40.401 | -121.9655 | WECC | CISO | California Independent System Operator | South & North Forks Battle Cre | 22 | RE | 1 | Electric Utility | N |  | N |  | N |  |  | X |  | Pacific Gas & Electric Co | 14328 | CA | 60 |  |  | N
14328 | Pacific Gas & Electric Co | 249 | James B Black | Pitt 5 Road | Big Bend | CA | 96065 | Shasta | 40.9923 | -121.9752 | WECC | CISO | California Independent System Operator | McCloud River & Iron Canyon Cr | 22 | RE | 1 | Electric Utility | N |  | N |  | N |  |  | X |  | Pacific Gas & Electric Co | 14328 | CA | 230 |  |  | N
14328 | Pacific Gas & Electric Co | 250 | Kerckhoff | Smalley Road | Auberry | CA | 93602 | Fresno | 37.0925 | -119.5528 | WECC | CISO | California Independent System Operator | San Joaquin River | 22 | RE | 1 | Electric Utility | N |  | N |  | N |  |  | X |  | Pacific Gas & Electric Co | 14328 | CA | 115 |  |  | N
14328 | Pacific Gas & Electric Co | 253 | Kilarc | Fern Road | Whitmore | CA | 96096 | Shasta | 40.6778 | -121.8733 | WECC | CISO | California Independent System Operator | North Fork Cow Creek | 22 | RE | 1 | Electric Utility | N |  | N |  | N |  |  | X |  | Pacific Gas & Electric Co | 14328 | CA | 60 |  |  | N
14328 | Pacific Gas & Electric Co | 254 | Kings River PH | Trimmer Springs Road | Balch Camp | CA | 93649 | Fresno | 36.8882 | -119.1588 | WECC | CISO | California Independent System Operator | North Fork Kings River | 22 | RE | 1 | Electric Utility | N |  | N |  | N |  |  | X |  | Pacific Gas & Electric Co | 14328 | CA | 115 |  |  | N
14328 | Pacific Gas & Electric Co | 255 | Lime Saddle | Pentz Road, Rural Route1 | Oroville | CA | 95965 | Butte | 39.6988 | -121.571 | WECC | CISO | California Independent System Operator | Kunkle Creek & Wb Feather Rive | 22 | RE | 1 | Electric Utility | N |  | N |  | N |  |  | X |  | Pacific Gas & Electric Co | 14328 | CA | 12 |  |  | N
14328 | Pacific Gas & Electric Co | 258 | Merced Falls | Merced Falls Road | Snelling | CA | 95369 | Merced | 37.523 | -120.3299 | WECC | CISO | California Independent System Operator | Merced River | 22 | RE | 1 | Electric Utility | N |  | N |  | N |  |  | X |  | Pacific Gas & Electric Co | 14328 | CA | 70 |  |  | N
54802 | Dynegy -Moss Landing LLC | 260 | Dynegy Moss Landing Power Plant | 7301 State Highway 1 | Moss Landing | CA | 95039 | Monterey | 36.8048 | -121.7822 | WECC | CISO | California Independent System Operator | Moss Landing Harbor | 22 | NR | 2 | IPP Non-CHP | N |  | N |  | Y | 98-69-000 | N | X |  | Pacific Gas & Electric Co | 14328 | CA | 500 |  |  | N | PACIFIC GAS | PACIFIC GAS |  |  |  | N | N
19586 | Utica Water & Power Authority | 261 | Murphys | Utica Power House Rd off Hwy 4 | Murphys | CA | 95247 | Calaveras | 38.1471 | -120.4464 | WECC | CISO | California Independent System Operator | Mill Creek & Nf Stanislaus Riv | 22 | NR | 2 | IPP Non-CHP | N |  | N |  | N |  | N | X |  | Pacific Gas & Electric Co | 14328 | CA | 17.5 |  |  | N
14328 | Pacific Gas & Electric Co | 262 | Narrows PH | Engilebright Dam Road | Grass Valley | CA | 95945 | Nevada | 39.2364 | -121.2717 | WECC | CISO | California Independent System Operator | Yuba River | 22 | RE | 1 | Electric Utility | N |  | N |  | N |  |  | X |  | Pacific Gas & Electric Co | 14328 | CA | 60 |  |  | N
14328 | Pacific Gas & Electric Co | 264 | Phoenix | Shaws Flat Road | Sonora | CA | 95370 | Tuolumne | 38.0321 | -120.3265 | WECC | CISO | California Independent System Operator | South Fork Stanislaus River | 22 | RE | 1 | Electric Utility | N |  | N |  | N |  |  | X |  | Pacific Gas & Electric Co | 14328 | CA | 21 |  |  | N
14328 | Pacific Gas & Electric Co | 265 | Pit 1 | Pit 1 Road, Star Route 1 | Burney | CA | 96013 | Shasta | 40.9908 | -121.4982 | WECC | CISO | California Independent System Operator | Fall River | 22 | RE | 1 | Electric Utility | N |  | N |  | N |  |  | X |  | Pacific Gas & Electric Co | 14328 | CA | 230 |  |  | N
14328 | Pacific Gas & Electric Co | 266 | Pit 3 | Pitt 3 Road, Star Route 1 | Burney | CA | 96013 | Shasta | 40.9974 | -121.7481 | WECC | CISO | California Independent System Operator | Pit River | 22 | RE | 1 | Electric Utility | N |  | N |  | N |  |  | X |  | Pacific Gas & Electric Co | 14328 | CA | 230 |  |  | N
14328 | Pacific Gas & Electric Co | 267 | Pit 4 | Pit River Road | Big Bend | CA | 96011 | Shasta | 40.9864 | -121.8494 | WECC | CISO | California Independent System Operator | Pit River | 22 | RE | 1 | Electric Utility | N |  | N |  | N |  |  | X |  | Pacific Gas & Electric Co | 14328 | CA | 230 |  |  | N
14328 | Pacific Gas & Electric Co | 268 | Pit 5 | Pit 5 Road | Big Bend | CA | 96011 | Shasta | 40.9862 | -121.9776 | WECC | CISO | California Independent System Operator | Pit River | 22 | RE | 1 | Electric Utility | N |  | N |  | N |  |  | X |  | Pacific Gas & Electric Co | 14328 | CA | 230 |  |  | N
14328 | Pacific Gas & Electric Co | 269 | Pit 6 | Big Bend Road | Montgomery Creek | CA | 96065 | Shasta | 40.9226 | -121.9929 | WECC | CISO | California Independent System Operator | Pit River | 22 | RE | 1 | Electric Utility | N |  | N |  | N |  |  | X |  | Pacific Gas & Electric Co | 14328 | CA | 230 |  |  | N
14328 | Pacific Gas & Electric Co | 270 | Pit 7 | Fender's Ferry Road | Montgomery Creek | CA | 96065 | Shasta | 40.8475 | -121.9908 | WECC | CISO | California Independent System Operator | Pit River | 22 | RE | 1 | Electric Utility | N |  | N |  | N |  |  | X |  | Pacific Gas & Electric Co | 14328 | CA | 230 |  |  | N
12631 | NRG Delta LLC | 271 | Pittsburg Power | 696 W. 10th Street | Pittsburg | CA | 94565 | Contra Costa | 38.0392 | -121.8945 | WECC | CISO | California Independent System Operator | Sacremento-San Joaquin River D | 22 | NR | 2 | IPP Non-CHP | N |  | N |  | Y | 99-112 | N | X |  | Pacific Gas & Electric Co | 14328 | CA | 230 |  |  | N |  | PACIFIC GAS |  |  |  | N | N
14328 | Pacific Gas & Electric Co | 272 | Poe | Poe Road off Highway 70 | Storrie | CA | 95980 | Butte | 39.7229 | -121.4698 | WECC | CISO | California Independent System Operator | North Fork Feather River | 22 | RE | 1 | Electric Utility | N |  | N |  | N |  |  | X |  | Pacific Gas & Electric Co | 14328 | CA | 230 |  |  | N
14328 | Pacific Gas & Electric Co | 274 | Potter Valley | End of Powerhouse Road | Potter Valley | CA | 95469 | Mendocino | 39.3618 | -123.1279 | WECC | CISO | California Independent System Operator | Eel River | 22 | RE | 1 | Electric Utility | N |  | N |  | N |  |  | X |  | Pacific Gas & Electric Co | 14328 | CA | 60 |  |  | N
14328 | Pacific Gas & Electric Co | 275 | Rock Creek | NA | Storrie | CA | 95980 | Plumas | 39.9052 | -121.3452 | WECC | CISO | California Independent System Operator | North Fork Feather River | 22 | RE | 1 | Electric Utility | N |  | N |  | N |  |  | X |  | Pacific Gas & Electric Co | 14328 | CA | 230 |  |  | N
14328 | Pacific Gas & Electric Co | 276 | San Joaquin 2 | County Road 222 | North Fork | CA | 93643 | Madera | 37.2032 | -119.4975 | WECC | CISO | California Independent System Operator | North & South Forks Willow Cre | 22 | RE | 1 | Electric Utility | N |  | N |  | N |  |  | X |  | Pacific Gas & Electric Co | 14328 | CA | 70 |  |  | N
14328 | Pacific Gas & Electric Co | 277 | San Joaquin 3 | County Road 222 | North Fork | CA | 93643 | Madera | 37.2537 | -119.5194 | WECC | CISO | California Independent System Operator | North & South Forks Willow Cre | 22 | RE | 1 | Electric Utility | N |  | N |  | N |  |  | X |  | Pacific Gas & Electric Co | 14328 | CA | 70 |  |  | N
14328 | Pacific Gas & Electric Co | 279 | Salt Springs | Tiger Creek-Salt Springs Road | Pioneer | CA | 95666 | Amador | 38.4979 | -120.2181 | WECC | CISO | California Independent System Operator | Mokelumne River | 22 | RE | 1 | Electric Utility | N |  | N |  | N |  |  | X |  | Pacific Gas & Electric Co | 14328 | CA | 60 |  |  | N
14328 | Pacific Gas & Electric Co | 280 | South | South Powerhouse Road | Manton | CA | 96059 | Tehama | 40.3954 | -121.8792 | WECC | CISO | California Independent System Operator | South Fork Battle Creek | 22 | RE | 1 | Electric Utility | N |  | N |  | N |  |  | X |  | Pacific Gas & Electric Co | 14328 | CA | 60 |  |  | N
14328 | Pacific Gas & Electric Co | 281 | Spaulding 1 | NA | Emigrant Gap | CA | 95715 | Nevada | 39.3246 | -120.6448 | WECC | CISO | California Independent System Operator | Lake Spaulding | 22 | RE | 1 | Electric Utility | N |  | N |  | N |  |  | X |  | Pacific Gas & Electric Co | 14328 | CA | 60 |  |  | N
14328 | Pacific Gas & Electric Co | 282 | Spaulding 2 | NA | Emigrant Gap | CA | 95715 | Nevada | 39.3246 | -120.6454 | WECC | CISO | California Independent System Operator | Lake Spaulding | 22 | RE | 1 | Electric Utility | N |  | N |  | N |  |  | X |  | Pacific Gas & Electric Co | 14328 | CA | 60 |  |  | N
14328 | Pacific Gas & Electric Co | 283 | Spaulding 3 | NA | Emigrant Gap | CA | 95715 | Nevada | 39.3377 | -120.6355 | WECC | CISO | California Independent System Operator | Lake Fuller | 22 | RE | 1 | Electric Utility | N |  | N |  | N |  |  | X |  | Pacific Gas & Electric Co | 14328 | CA | 60 |  |  | N
14328 | Pacific Gas & Electric Co | 284 | Spring Gap | Frazer Flat Road | Long Barn | CA | 95335 | Tuolumne | 38.1865 | -120.1117 | WECC | CISO | California Independent System Operator | Main Strawberry Reservoir | 22 | RE | 1 | Electric Utility | N |  | N |  | N |  |  | X |  | Pacific Gas & Electric Co | 14328 | CA | 70 |  |  | N
14328 | Pacific Gas & Electric Co | 285 | Stanislaus | Camp Nine Road | Vallecito | CA | 95251 | Tuolumne | 38.139 | -120.3703 | WECC | CISO | California Independent System Operator | Middle Fork Stanislaus River | 22 | RE | 1 | Electric Utility | N |  | N |  | N |  |  | X |  | Pacific Gas & Electric Co | 14328 | CA | 115 |  |  | N
7160 | Geysers Power Co LLC | 286 | Geysers Unit 5-20 | 10350 Socrates Mine Road | Middletown | CA | 95461 | Sonoma | 38.777 | -122.745 | WECC | CISO | California Independent System Operator | Wells | 22 | NR | 2 | IPP Non-CHP | N |  | N |  | Y | 99-109-000 |  | X |  | Pacific Gas & Electric Co | 14328 | CA | 230 |  |  | N
14328 | Pacific Gas & Electric Co | 287 | Tiger Creek | Tiger Creek Road | Pioneer | CA | 95666 | Amador | 38.4493 | -120.4926 | WECC | CISO | California Independent System Operator | North Fork Mokelumne River | 22 | RE | 1 | Electric Utility | N |  | N |  | N |  |  | X |  | Pacific Gas & Electric Co | 14328 | CA | 230 |  |  | N
14328 | Pacific Gas & Electric Co | 289 | Tule River | Highway 190 | Springville | CA | 93265 | Tulare | 36.1631 | -118.7071 | WECC | CISO | California Independent System Operator | Tule River | 22 | RE | 1 | Electric Utility | N |  | N |  | N |  |  | X |  | Pacific Gas & Electric Co | 14328 | CA | 70 |  |  | N
14328 | Pacific Gas & Electric Co | 290 | Volta 1 | Manton-Viola Road | Manton | CA | 96059 | Shasta | 40.4591 | -121.8671 | WECC | CISO | California Independent System Operator | N Battle, Bailey & Millseat Cr | 22 | RE | 1 | Electric Utility | N |  | N |  | N |  |  | X |  | Pacific Gas & Electric Co | 14328 | CA | 60 |  |  | N
14328 | Pacific Gas & Electric Co | 291 | West Point PH | Red Corral Road | Pioneer | CA | 95666 | Amador | 38.4209 | -120.5496 | WECC | CISO | California Independent System Operator | North Fork Mokelumne River | 22 | RE | 1 | Electric Utility | N |  | N |  | N |  |  | X |  | Pacific Gas & Electric Co | 14328 | CA | 70 |  |  | N
14328 | Pacific Gas & Electric Co | 292 | Wise | 10850 Wise Road | Auburn | CA | 95603 | Placer | 38.8899 | -121.0985 | WECC | CISO | California Independent System Operator | Tailwater From Halsey Plant | 22 | RE | 1 | Electric Utility | N |  | N |  | N |  |  | X |  | Pacific Gas & Electric Co | 14328 | CA | 12 |  |  | N
14328 | Pacific Gas & Electric Co | 293 | A G Wishon | County Road 222 | North Fork | CA | 93643 | Madera | 37.151 | -119.5047 | WECC | CISO | California Independent System Operator | North & South Forks Willow Cre | 22 | RE | 1 | Electric Utility | N |  | N |  | N |  |  | X |  | Pacific Gas & Electric Co | 14328 | CA | 70 |  |  | N
14354 | PacifiCorp | 294 | Copco 1 | Copco Rd, 20 Mi East of I5 | Hornbrook | CA | 96044 | Siskiyou | 41.9789 | -122.3353 | WECC | PACW | PacifiCorp - West | Klamath River | 22 | RE | 1 | Electric Utility | N |  | N |  | N |  |  | X |  | PacifiCorp | 14354 | CA | 69 |  |  | N
14354 | PacifiCorp | 295 | Copco 2 | 19305 Daggett Road | Hornbrook | CA | 96044 | Siskiyou | 41.9757 | -122.3581 | WECC | PACW | PacifiCorp - West | Klamath River | 22 | RE | 1 | Electric Utility | N |  | N |  | N |  |  | X |  | PacifiCorp | 14354 | CA | 115 |  |  | N
14354 | PacifiCorp | 296 | Fall Creek | Copco Rd, 18 Mi East of I5 | Hornbrook | CA | 96044 | Siskiyou | 41.9856 | -122.3605 | WECC | PACW | PacifiCorp - West | Fall Creek | 22 | RE | 1 | Electric Utility | N |  | N |  | N |  |  | X |  | PacifiCorp | 14354 | CA | 69 |  |  | N
14354 | PacifiCorp | 297 | Iron Gate | Copco Rd, 9 Mi East of I5 | Hornbrook | CA | 96044 | Siskiyou | 41.933 | -122.4368 | WECC | PACW | PacifiCorp - West | Klamath River | 22 | RE | 1 | Electric Utility | N |  | N |  | N |  |  | X |  | PacifiCorp | 14354 | CA | 69 |  |  | N
54888 | NRG Texas Power LLC | 298 | Limestone | Route1, Box 85 | Jewett | TX | 75846 | Limestone | 31.4219 | -96.2525 | TRE | ERCO | Electric Reliability Council of Texas, Inc. | Lake Limestone | 22 | NR | 2 | IPP Non-CHP | N |  | N |  | N |  | Y | Y | OP | CenterPoint Energy | 8901 | TX | 345 |  |  | N | ATMOS ENERGY CORPORATION |  |  |  |  | X | X
14354 | PacifiCorp | 299 | Blundell | 10 mi east of Highway 257 | Milford | UT | 84751 | Beaver | 38.4889 | -112.8533 | WECC | PACE | PacifiCorp - East | Wells | 22 | RE | 1 | Electric Utility | N |  | N |  | N |  |  | X |  | PacifiCorp | 14354 | UT | 46 |  |  | N
13960 | NRG Cabrillo Power Ops Inc | 300 | Division | 3200 Harbor Drive | San Diego | CA | 92113 | San Diego | 32.6817 | -117.1203 | WECC |  |  | Municipality | 22 | NR | 2 | IPP Non-CHP | N |  | N |  | N |  |  | X
13960 | NRG Cabrillo Power Ops Inc | 301 | El Cajon | 800 West Main Street | El Cajon | CA | 92020 | San Diego | 32.7958 | -116.9722 | WECC | CISO | California Independent System Operator | Municipality | 22 | NR | 2 | IPP Non-CHP | N |  | N |  | N |  | N | X |  | San Diego Gas & Electric Co | 16609 | CA | 12 |  |  |  | SAN DIEGO GAS AND ELECTRIC COMPANY
13960 | NRG Cabrillo Power Ops Inc | 302 | Encina | 4600 Carlsbad Blvd. | Carlsbad | CA | 92008 | San Diego | 33.1361 | -117.3364 | WECC | CISO | California Independent System Operator | Pacific Ocean | 22 | NR | 2 | IPP Non-CHP | N |  | N |  | N |  | N | X |  | San Diego Gas & Electric Co | 16609 | CA | 230 | 138 |  | N | SAN DIEGO GAS AND ELECTRIC COMPANY |  |  |  |  | N | X
13960 | NRG Cabrillo Power Ops Inc | 303 | Kearny | 5460 Overland Avenue | San Diego | CA | 92123 | San Diego | 32.834 | -117.1338 | WECC | CISO | California Independent System Operator | Municipality | 22 | NR | 2 | IPP Non-CHP | N |  | N |  | Y | 99-77-000 | N | X |  | San Diego Gas & Electric Co | 16609 | CA | 69 | 12 |  | N | SAN DIEGO GAS AND ELECTRIC COMPANY |  |  |  |  | N
13960 | NRG Cabrillo Power Ops Inc | 305 | Miramar | 6897 Consolidated Way | San Diego | CA | 92121 | San Diego | 32.8761 | -117.1664 | WECC | CISO | California Independent System Operator | Municipality | 22 | NR | 2 | IPP Non-CHP | N |  | N |  | N |  | N | X |  | San Diego Gas & Electric Co | 16609 | CA | 69 |  |  |  | SAN DIEGO GAS AND ELECTRIC COMPANY
13960 | NRG Cabrillo Power Ops Inc | 306 | Naval Station | Bldg. 3427 Surface Navy Blvd. | San Diego | CA | 92136 | San Diego | 32.6817 | -117.1203 | WECC |  |  | Municipality | 22 | NR | 2 | IPP Non-CHP | N |  | N |  | N |  | N | X
13960 | NRG Cabrillo Power Ops Inc | 307 | North Island | Bldg. 370 Rogers St. & Quay Rd | Coronado | CA | 92135 | San Diego | 32.705 | -117.1903 | WECC |  |  | Municipality | 22 | NR | 2 | IPP Non-CHP | N |  | N |  | N |  | N | X
16609 | San Diego Gas & Electric Co | 309 | Silver Gate |  |  | CA | 92113 | San Diego | 32.6972 | -117.1147 | WECC | CISO | California Independent System Operator | San Diego Bay | 22 | RE | 1 | Electric Utility | N |  | N |  | N |  | N | X | [7 empty] | N | [5 empty] | X | X
4065 | City of Columbus - (OH) | 312 | Refuse & Coal | 2500 Jackson Pike | COLUMBUS | OH | 43223 | Franklin | 39.9022 | -83.0244 | RFC |  |  | Quarry Pond | 22 | RE | 1 | Electric Utility | N |  | N |  | N |  | N | X |  | City of Columbus - (OH) | 4065 | OH
17271 | City & Borough of Sitka - (AK) | 313 | Green Lake | SMC | Sitka | AK | 99835 | Sitka | 56.9863 | -135.1227 | ASCC |  |  | Green Lake | 22 | RE | 1 | Electric Utility | N |  | N |  | N |  |  | X |  | City & Borough of Sitka - (AK) | 17271 | AK | 69 |  |  | N | [5 empty] | N | X
9216 | Imperial Irrigation District | 314 | Drop 5 | Calexico New Port of Entry | Calexico | CA | 92231 | Imperial | 32.6731 | -115.392 | WECC | IID | Imperial Irrigation District | Canal Filtered | 22 | RE | 1 | Electric Utility | N |  | N |  | N |  | N | X |  | Imperial Irrigation District | 9216 | CA | 35 |  |  | N | [5 empty] | X | X
22148 | AES Alamitos LLC | 315 | AES Alamitos LLC | la | Long Beach | CA | 90803 | Los Angeles | 33.7688 | -118.1009 | WECC | CISO | California Independent System Operator | Los Cerritos Channel | 22 | NR | 2 | IPP Non-CHP | N |  | N |  | N |  | N | X |  | Southern California Edison Co | 17609 | CA | 220 |  |  | N | SOUTHERN CALIFORNIA GAS COMPANY |  |  |  |  | N | X
12397 | Metropolitan Water District of S CA | 316 | Sepulveda Canyon | 1751 N. Sepulveda Blvd | Los Angeles | CA | 90049 | Los Angeles | 34.0969 | -118.4795 | WECC | LDWP | Los Angeles Department of Water and Power | River | 22 | RE | 1 | Electric Utility | N |  | N |  | N |  | N | X |  | Los Angeles Department of Water & Power | 11208 | CA | 34.5 |  |  | N
17609 | Southern California Edison Co | 317 | Big Creek 1 | 55325 Cascada Road | Big Creek | CA | 93605 | Fresno | 37.2042 | -119.2396 | WECC | CISO | California Independent System Operator | San Joaquin River | 22 | RE | 1 | Electric Utility | N |  | N |  | N |  |  | X |  | Southern California Edison Co | 17609 | CA | 220 |  |  | N
17609 | Southern California Edison Co | 318 | Big Creek 2 | 53615 Upper Chawanakee Road | Auberry | CA | 93605 | Fresno | 37.2 | -119.3069 | WECC | CISO | California Independent System Operator | San Joaquin River | 22 | RE | 1 | Electric Utility | N |  | N |  | N |  |  | X |  | Southern California Edison Co | 17609 | CA | 220 |  |  | N
17609 | Southern California Edison Co | 319 | Big Creek 3 | 47369 Lower Redinger Road | Auberry | CA | 93602 | Fresno | 37.1485 | -119.3866 | WECC | CISO | California Independent System Operator | San Joaquin River | 22 | RE | 1 | Electric Utility | N |  | N |  | N |  |  | X |  | Southern California Edison Co | 17609 | CA | 220 |  |  | N
17609 | Southern California Edison Co | 320 | Big Creek 4 | Sierra National Forest | North Fork | CA | 93643 | Madera | 37.139 | -119.4898 | WECC | CISO | California Independent System Operator | San Joaquin River | 22 | RE | 1 | Electric Utility | N |  | N |  | N |  |  | X |  | Southern California Edison Co | 17609 | CA | 220 |  |  | N
17609 | Southern California Edison Co | 321 | Big Creek 8 | 51374 Mammoth Pool Road | Auberry | CA | 93605 | Fresno | 37.2096 | -119.3289 | WECC | CISO | California Independent System Operator | San Joaquin River | 22 | RE | 1 | Electric Utility | N |  | N |  | N |  |  | X |  | Southern California Edison Co | 17609 | CA | 220 |  |  | N
17609 | Southern California Edison Co | 322 | Big Creek 2A | Sierra National Forest | Auberry | CA | 93605 | Fresno | 37.2001 | -119.3068 | WECC | CISO | California Independent System Operator | San Joaquin River | 22 | RE | 1 | Electric Utility | N |  | N |  | N |  |  | X |  | Southern California Edison Co | 17609 | CA | 220 |  |  | N
17609 | Southern California Edison Co | 323 | Bishop Creek 2 | Hwy 168 Inyo National Forest | Bishop | CA | 93514 | Inyo | 37.2736 | -118.5733 | WECC | CISO | California Independent System Operator | Bishop Creek | 22 | RE | 1 | Electric Utility | N |  | N |  | N |  |  | X |  | Southern California Edison Co | 17609 | CA | 55 |  |  | N
17609 | Southern California Edison Co | 324 | Bishop Creek 3 | Hwy168 Inyo National Forest | Bishop | CA | 93514 | Inyo | 37.302 | -118.532 | WECC | CISO | California Independent System Operator | Bishop Creek | 22 | RE | 1 | Electric Utility | N |  | N |  | N |  |  | X |  | Southern California Edison Co | 17609 | CA | 115 |  |  | N
17609 | Southern California Edison Co | 325 | Bishop Creek 4 | Route 1 Plant 4 | Bishop | CA | 93514 | Inyo | 37.323 | -118.5017 | WECC | CISO | California Independent System Operator | Bishop Creek | 22 | RE | 1 | Electric Utility | N |  | N |  | N |  |  | X |  | Southern California Edison Co | 17609 | CA | 115 |  |  | N
17609 | Southern California Edison Co | 326 | Bishop Creek 5 | Inyo National Forest | Bishop | CA | 93514 | Inyo | 37.3344 | -118.4797 | WECC | CISO | California Independent System Operator | Bishop Creek | 22 | RE | 1 | Electric Utility | N |  | N |  | N |  |  | X |  | Southern California Edison Co | 17609 | CA | 55 |  |  | N
17609 | Southern California Edison Co | 327 | Bishop Creek 6 | Plant 6 Rd Inyo Nat'l Forest | Bishop | CA | 93514 | Inyo | 37.3499 | -118.4628 | WECC | CISO | California Independent System Operator | Bishop Creek | 22 | RE | 1 | Electric Utility | N |  | N |  | N |  |  | X |  | Southern California Edison Co | 17609 | CA | 66 |  |  | N
17609 | Southern California Edison Co | 328 | Borel | Hwy178 Sequoia Nat'l Forest | Lake Isabella | CA | 93240 | Kern | 35.5881 | -118.5248 | WECC | CISO | California Independent System Operator | Kern River | 22 | RE | 1 | Electric Utility | N |  | N |  | N |  |  | X |  | Southern California Edison Co | 17609 | CA | 66 |  |  | N
15908 | NRG California South LP | 329 | Coolwater | 37000 Santa Fe Street | Daggett | CA | 92327 | San Bernardino | 34.8606 | -116.8539 | WECC | CISO | California Independent System Operator | Wells | 22 | NR | 2 | IPP Non-CHP | N |  | N |  | Y | 98-26-000 | N | X |  | Southern California Edison Co | 17609 | CA | 220 | 115
13584 | NRG El Segundo Operations Inc | 330 | El Segundo Power | 301 Vista Del Mar | El Segundo | CA | 90245 | Los Angeles | 33.9098 | -118.4242 | WECC | CISO | California Independent System Operator | Pacific Ocean | 22 | NR | 2 | IPP Non-CHP | N |  | N |  | N |  | N | X |  | Southern California Edison Co | 17609 | CA | 220 |  |  |  | SOUTHERN CALIFORNIA GAS COMPANY |  |  |  |  | X | X
15908 | NRG California South LP | 331 | Etiwanda Generating Station | 8996 Etiwanda Road | Rancho Cucamonga | CA | 91739 | San Bernardino | 34.0912 | -117.5266 | WECC | CISO | California Independent System Operator | Wells | 22 | NR | 2 | IPP Non-CHP | N |  | N |  | Y | 98-25-000 | N | X |  | Southern California Edison Co | 17609 | CA | 220 |  |  | N | SOUTHERN CALIFORNIA GAS COMPANY |  |  |  |  | N | N
17609 | Southern California Edison Co | 332 | Fontana | 3165 N. Riverside | Rialto | CA | 92336 | San Bernardino | 34.1552 | -117.3971 | WECC | CISO | California Independent System Operator | Lytle Creek | 22 | RE | 1 | Electric Utility | N |  | N |  | N |  |  | X |  | Southern California Edison Co | 17609 | CA | 12 |  |  | N
23693 | AES Huntington Beach LLC | 335 | AES Huntington Beach LLC | 21730 Newland Street | Huntington Beach | CA | 92646 | Orange | 33.6439 | -117.9792 | WECC | CISO | California Independent System Operator | Pacific Ocean | 22 | NR | 2 | IPP Non-CHP | N |  | N |  | N |  |  | X |  | Southern California Edison Co | 17609 | CA | 220 |  |  | N | SOUTHERN CALIFORNIA GAS COMPANY |  |  |  |  | N
17609 | Southern California Edison Co | 336 | Kaweah 2 | Kaweah River Drive | Three Rivers | CA | 93271 | Tulare | 36.4613 | -118.8799 | WECC | CISO | California Independent System Operator | Mid & Marble Forks Kaweah Rive | 22 | RE | 1 | Electric Utility | N |  | N |  | N |  |  | X |  | Southern California Edison Co | 17609 | CA | 66 |  |  | N
17609 | Southern California Edison Co | 337 | Kaweah 1 | 44511 Sierra Drive | Three Rivers | CA | 93271 | Tulare | 36.4651 | -118.862 | WECC | CISO | California Independent System Operator | East Fork Kaweah River | 22 | RE | 1 | Electric Utility | N |  | N |  | N |  |  | X |  | Southern California Edison Co | 17609 | CA | 66 |  |  | N
17609 | Southern California Edison Co | 338 | Kaweah 3 | Kaweah River Drive | Three Rivers | CA | 93271 | Tulare | 36.4861 | -118.8356 | WECC | CISO | California Independent System Operator | Mid & Marble Forks Kaweah Rive | 22 | RE | 1 | Electric Utility | N |  | N |  | N |  |  | X |  | Southern California Edison Co | 17609 | CA | 66 |  |  | N
17609 | Southern California Edison Co | 339 | Kern River 3 | 15115 Sierra Way | Kernville | CA | 93238 | Kern | 35.7762 | -118.4362 | WECC | CISO | California Independent System Operator | Kern River | 22 | RE | 1 | Electric Utility | N |  | N |  | N |  |  | X |  | Southern California Edison Co | 17609 | CA | 66 |  |  | N
17609 | Southern California Edison Co | 340 | Kern River 1 | Hwy178 Sequoia Nat'l Forest | Bakersfield | CA | 93301 | Kern | 35.4603 | -118.7796 | WECC | CISO | California Independent System Operator | Kern River | 22 | RE | 1 | Electric Utility | N |  | N |  | N |  |  | X |  | Southern California Edison Co | 17609 | CA | 66 |  |  | N
13584 | NRG El Segundo Operations Inc | 341 | Long Beach Generation LLC | 2665 Pier "S" Lane | Long Beach | CA | 90802 | Los Angeles | 33.7641 | -118.2248 | WECC | CISO | California Independent System Operator | Air Cooled | 22 | NR | 2 | IPP Non-CHP | N |  | N |  | N |  | N | X |  | Southern California Edison Co | 17609 | CA | 66 |  |  | N | SOUTHERN CALIFORNIA GAS COMPANY |  |  |  |  | X | X
17609 | Southern California Edison Co | 342 | Lundy | 9 miles N. of Lee Vining | Lee Vining | CA | 93541 | Mono | 38.0427 | -119.172 | WECC | CISO | California Independent System Operator | Mill Creek | 22 | RE | 1 | Electric Utility | N |  | N |  | N |  |  | X |  | Southern California Edison Co | 17609 | CA | 55 |  |  | N
17609 | Southern California Edison Co | 344 | Mammoth Pool | Sierra National Forest | North Fork | CA | 93643 | Madera | 37.2203 | -119.338 | WECC | CISO | California Independent System Operator | San Joaquin River | 22 | RE | 1 | Electric Utility | N |  | N |  | N |  |  | X |  | Southern California Edison Co | 17609 | CA | 220 |  |  | N
15908 | NRG California South LP | 345 | Mandalay | 393 N. Harbor Blvd | Oxnard | CA | 93035 | Ventura | 34.2067 | -119.2511 | WECC | CISO | California Independent System Operator | Pacific Ocean | 22 | NR | 2 | IPP Non-CHP | N |  | N |  | Y | 98-23-000, 08-1-000 | N | X |  | Southern California Edison Co | 17609 | CA | 220 |  |  | N | SOUTHERN CALIFORNIA GAS COMPANY |  |  |  |  | N | X
15908 | NRG California South LP | 350 | Ormond Beach | 6635 S. Edison Drive | Oxnard | CA | 93033 | Ventura | 34.1292 | -119.1689 | WECC | CISO | California Independent System Operator | Pacific Ocean | 22 | NR | 2 | IPP Non-CHP | N |  | N |  | Y | 98-93-000, 07-23-000 | N | X |  | Southern California Edison Co | 17609 | CA | 220 |  |  | N | SOUTHERN CALIFORNIA GAS COMPANY |  |  |  |  | N | X
17609 | Southern California Edison Co | 353 | Poole | Inyo National Forest | Lee Vining | CA | 93541 | Mono | 37.9442 | -119.2161 | WECC | CISO | California Independent System Operator | Lee Vining Creek | 22 | RE | 1 | Electric Utility | N |  | N |  | N |  |  | X |  | Southern California Edison Co | 17609 | CA | 12 |  |  | N
17609 | Southern California Edison Co | 354 | Portal | Hwy168 Sierra Nat'l Forest | Lakeshore | CA | 93634 | Fresno | 37.257 | -119.1589 | WECC | CISO | California Independent System Operator | Portal Forebay | 22 | RE | 1 | Electric Utility | N |  | N |  | N |  |  | X |  | Southern California Edison Co | 17609 | CA | 33 |  |  | N
22484 | AES Redondo Beach LLC | 356 | AES Redondo Beach LLC | 1100 N. Harbor Drive | Redondo Beach | CA | 90277 | Los Angeles | 33.8504 | -118.395 | WECC | CISO | California Independent System Operator | Pacific Ocean | 22 | NR | 2 | IPP Non-CHP | N |  | N |  | Y | 98-57-000 | N | X |  | Southern California Edison Co | 17609 | CA | 220 |  |  | N | SOUTHERN CALIFORNIA GAS COMPANY |  |  |  |  | N
17609 | Southern California Edison Co | 357 | Rush Creek | June Lake Loop Sierra Ntnl For | June lake | CA | 93529 | Mono | 37.767 | -119.1233 | WECC | CISO | California Independent System Operator | Rush Creek | 22 | RE | 1 | Electric Utility | N |  | N |  | N |  |  | X |  | Southern California Edison Co | 17609 | CA | 115 |  |  | N
17609 | Southern California Edison Co | 358 | Mountainview Generating Station | 2492 West San Bernardino Ave. | Redlands | CA | 92374 | San Bernardino | 34.0818 | -117.2418 | WECC | CISO | California Independent System Operator | Wells | 22 | RE | 1 | Electric Utility | N |  | N |  | Y | 98-4301-000 |  | X |  | Southern California Edison Co | 17609 | CA | 220 |  |  | N | SOUTHERN CALIFORNIA GAS COMPANY |  |  |  |  | N
17609 | Southern California Edison Co | 360 | San Onofre Nuclear Generating Station | 5000 Pacific Coast Highway | San Clemente | CA | 92672 | San Diego | 33.3688 | -117.5549 | WECC | CISO | California Independent System Operator | Pacific Ocean | 22 | RE | 1 | Electric Utility | N |  | N |  | N |  |  | X |  | Southern California Edison Co | 17609 | CA | 220
17609 | Southern California Edison Co | 361 | Santa Ana 1 | San Barnardino National Forest | Highlands | CA | 92346 | San Bernardino | 34.1452 | -117.0585 | WECC | CISO | California Independent System Operator | Santa Ana River | 22 | RE | 1 | Electric Utility | N |  | N |  | N |  |  | X |  | Southern California Edison Co | 17609 | CA | 33 |  |  | N
17609 | Southern California Edison Co | 363 | Santa Ana 3 | San Bernardino National Forest | Highlands | CA | 92346 | San Bernardino | 34.1072 | -117.0991 | WECC | CISO | California Independent System Operator | Santa Ana River | 22 | RE | 1 | Electric Utility | N |  | N |  | N |  |  | X |  | Southern California Edison Co | 17609 | CA | 33 |  |  | N
17609 | Southern California Edison Co | 365 | Lower Tule River | Hwy190 Sequoia National Forest | Springdale | CA | 93265 | Tulare | 36.1357 | -118.7889 | WECC | CISO | California Independent System Operator | Tule River | 22 | RE | 1 | Electric Utility | N |  | N |  | N |  |  | X |  | Southern California Edison Co | 17609 | CA | 66 |  |  | N
20160 | Energy Northwest | 371 | Columbia Generating Station | PO Box 968 | Richland | WA | 99352 | Benton | 46.4711 | -119.3339 | WECC | BPAT | Bonneville Power Administration | Columbia River | 22 | RE | 1 | Electric Utility | N |  | N |  | N |  | N | X |  | Bonneville Power Administration | 1738 | WA | 500 |  |  | N | [5 empty] | X | X
2507 | City of Burbank Water and Power | 375 | Magnolia | 164 West Magnolia Blvd | Burbank | CA | 91502 | Los Angeles | 34.1781 | -118.3156 | WECC |  |  | Municipality | 22 | RE | 1 | Electric Utility | N |  | N |  | N |  |  | X
5571 | East Bay Municipal Util Dist | 376 | Pardee | Pardee Dam Road at Mokelumne R | Valley Spings | CA | 95252 | Calaveras | 38.2569 | -120.8507 | WECC | CISO | California Independent System Operator | Pardee Reservoir | 22 | RE | 1 | Electric Utility | N |  | Y | 98-53-000 | N |  | N | X |  | Pacific Gas & Electric Co | 14328 | CA | 60 |  |  | N | [5 empty] | N | N
7294 | City of Glendale - (CA) | 377 | Grayson | 800 Air Way | Glendale | CA | 91201 | Los Angeles | 34.1556 | -118.2782 | WECC | LDWP | Los Angeles Department of Water and Power | Municipality | 22 | RE | 1 | Electric Utility | N |  | N |  | N |  | N | X |  | Los Angeles Department of Water & Power | 11208 | CA | 230 |  |  | N | SOUTHERN CALIFORNIA GAS COMPANY |  |  |  |  | N | X
12647 | ALLETE, Inc. | 378 | Prairie River | County Rd 61 | Grand Rapids | MN | 55744 | Itasca | 47.2872 | -93.4983 | MRO | MISO | Midcontinent Independent Transmission System Operator, Inc.. | Prairie River | 22 | RE | 1 | Electric Utility | N |  | N |  | N |  |  | X |  | ALLETE, Inc. | 12647 | MN | 23 |  |  | N | [5 empty] | X | X
16612 | City & County of San Francisco | 380 | Dion R Holm | Cherry Lake Road | Groveland | CA | 95321 | Tuolumne | 37.8966 | -119.9675 | WECC | CISO | California Independent System Operator | Cherry Reservoir | 22 | RE | 1 | Electric Utility | N |  | N |  | N |  |  | X |  | Pacific Gas & Electric Co | 14328 | CA | 230 |  |  | N | [5 empty] | X
16612 | City & County of San Francisco | 381 | Moccasin | Hwy 120-49 junction | Moccasin | CA | 95347 | Tuolumne | 37.8094 | -120.2993 | WECC | CISO | California Independent System Operator | Priest Reservoir | 22 | RE | 1 | Electric Utility | N |  | N |  | N |  |  | X |  | Pacific Gas & Electric Co | 14328 | CA | 115 | 230 |  | N | [5 empty] | X
16612 | City & County of San Francisco | 382 | R C Kirkwood | Cherry Lake Road | Groveland | CA | 95321 | Tuolumne | 37.8777 | -119.9532 | WECC | CISO | California Independent System Operator | Hetch Hetchy Reservoir | 22 | RE | 1 | Electric Utility | N |  | N |  | N |  |  | X |  | Pacific Gas & Electric Co | 14328 | CA | 230 |  |  | N | [5 empty] | X
9216 | Imperial Irrigation District | 383 | Brawley | 475 Dogwood Rd. | Brawley | CA | 92227 | Imperial | 32.9689 | -115.5344 | WECC | IID | Imperial Irrigation District | Municipality | 22 | RE | 1 | Electric Utility | N |  | N |  | N |  |  | X |  | Imperial Irrigation District | 9216 | CA | 92
12384 | Midwest Generations EME LLC | 384 | Joliet 29 | 1800 Channahon Rd | Joliet | IL | 60436 | Will | 41.4946 | -88.1238 | RFC | PJM | PJM Interconnection, LLC | Desplaines River | 22 | NR | 2 | IPP Non-CHP | N |  | N |  | Y | 99-224-000 | Y | N | OP | Commonwealth Edison Co | 4110 | IL | 345 |  |  | N | NICOR GAS |  |  |  |  | N | N
9216 | Imperial Irrigation District | 385 | Drop 2 (CA) | Interstate 8 | Holtville | CA | 92250 | Imperial | 32.7054 | -115.031 | WECC | IID | Imperial Irrigation District | Canal Filtered | 22 | RE | 1 | Electric Utility | N |  | N |  | N |  | N | X |  | Imperial Irrigation District | 9216 | CA | 92 |  |  | N
9216 | Imperial Irrigation District | 386 | Drop 3 (CA) | Interstate 8 | Holtville | CA | 92250 | Imperial | 32.7054 | -115.1261 | WECC | IID | Imperial Irrigation District | Well & Canal Filtered | 22 | RE | 1 | Electric Utility | N |  | N |  | N |  | N | X |  | Imperial Irrigation District | 9216 | CA | 92 |  |  | N
9216 | Imperial Irrigation District | 387 | Drop 4 | 3675 E. Highway 98 | Holtville | CA | 92250 | Imperial | 32.7053 | -115.2191 | WECC | IID | Imperial Irrigation District | Well & Canal Filtered | 22 | RE | 1 | Electric Utility | N |  | N |  | N |  |  | X |  | Imperial Irrigation District | 9216 | CA | 92 |  |  | N | [5 empty] | X | X
9216 | Imperial Irrigation District | 388 | Pilot Knob | 450 Algodones Rd. | Winterhaven | CA | 92283 | Imperial | 32.7366 | -114.7139 | WECC | IID | Imperial Irrigation District | Canal Filtered | 22 | RE | 1 | Electric Utility | N |  | N |  | N |  | N | X |  | Imperial Irrigation District | 9216 | CA | 92 |  |  | N
9216 | Imperial Irrigation District | 389 | El Centro | 485 E. Villa Avenue | El Centro | CA | 92243 | Imperial | 32.8022 | -115.54 | WECC | IID | Imperial Irrigation District | Dogwood Canal | 22 | RE | 1 | Electric Utility | N |  | N |  | N |  | N | X |  | Imperial Irrigation District | 9216 | CA | 92 |  |  | Y | SOUTHERN CALIFORNIA GAS COMPANY |  |  |  |  | N | X
4329 | Copper Valley Elec Assn, Inc | 390 | Solomon Gulch | 1455 Dayville road | Valdez | AK | 99686 | Valdez Cordova | 61.0828 | -146.3033 | ASCC |  |  | Solomon Lake | 22 | RE | 1 | Electric Utility | N |  | N |  | N |  | N | X |  | Copper Valley Elec Assn, Inc | 4329 | AK | 14.4 | 138 |  | N
11208 | Los Angeles Department of Water & Power | 391 | Big Pine Creek | 400 Cone Rd. | Big Pine | CA | 93513 | Inyo | 37.1428 | -118.3241 | WECC | LDWP | Los Angeles Department of Water and Power | Big Pine Creek | 22 | RE | 1 | Electric Utility | N |  | N |  | N |  | N | X |  | Los Angeles Department of Water & Power | 11208 | CA | 34.5 |  |  | N | [5 empty] | X | X
11208 | Los Angeles Department of Water & Power | 392 | Castaic | 37700 Templin Hwy | Castaic | CA | 91384 | Los Angeles | 34.5872 | -118.6566 | WECC | LDWP | Los Angeles Department of Water and Power | Pyramid Lake California Aquedu | 22 | RE | 1 | Electric Utility | N |  | N |  | N |  | N | X |  | Los Angeles Department of Water & Power | 11208 | CA | 230 |  |  | Y | [5 empty] | X | X
11208 | Los Angeles Department of Water & Power | 393 | Control Gorge | 1501 Gorge Rd. | Bishop | CA | 93514 | Inyo | 37.4379 | -118.557 | WECC | LDWP | Los Angeles Department of Water and Power | Middle Gorge Tailbay | 22 | RE | 1 | Electric Utility | N |  | N |  | N |  | N | X |  | Los Angeles Department of Water & Power | 11208 | CA | 230 |  |  | N | [5 empty] | X | X
11208 | Los Angeles Department of Water & Power | 394 | Cottonwood | 651 Power House Rd. | Lone Pine | CA | 93545 | Inyo | 36.4434 | -118.0439 | WECC | LDWP | Los Angeles Department of Water and Power | Cottonwood Creek | 22 | RE | 1 | Electric Utility | N |  | N |  | N |  | N | X |  | Los Angeles Department of Water & Power | 11208 | CA | 34.5 |  |  | N | [5 empty] | X | X
11208 | Los Angeles Department of Water & Power | 396 | Foothill | 14351 San Fernando Rd. | San Fernando | CA | 91342 | Los Angeles | 34.3182 | -118.4944 | WECC | LDWP | Los Angeles Department of Water and Power | Los Angeles Aqueduct | 22 | RE | 1 | Electric Utility | N |  | N |  | N |  | N | X |  | Los Angeles Department of Water & Power | 11208 | CA | 34.5 |  |  | N | [5 empty] | X | X
11208 | Los Angeles Department of Water & Power | 397 | Franklin (CA) | 1298 N. Beverley Dr. | Beverley Hills | CA | 90210 | Los Angeles | 34.1039 | -118.4134 | WECC | LDWP | Los Angeles Department of Water and Power | Municipality | 22 | RE | 1 | Electric Utility | N |  | N |  | N |  | N | X |  | Los Angeles Department of Water & Power | 11208 | CA | 4.8 |  |  | N | [5 empty] | X | X
11208 | Los Angeles Department of Water & Power | 398 | Haiwee | 3401 S. Haiwee Rd. | Olancha | CA | 93549 | Inyo | 36.1097 | -117.9567 | WECC | LDWP | Los Angeles Department of Water and Power | Los Angeles Aqueduct | 22 | RE | 1 | Electric Utility | N |  | N |  | N |  | N | X |  | Los Angeles Department of Water & Power | 11208 | CA | 34.5 |  |  | N | [5 empty] | X | X
11208 | Los Angeles Department of Water & Power | 399 | Harbor | 161 N. Island Ave. | Wilmington | CA | 90744 | Los Angeles | 33.7706 | -118.2656 | WECC | LDWP | Los Angeles Department of Water and Power | Pacific Ocean | 22 | RE | 1 | Electric Utility | N |  | N |  | N |  | N | X |  | Los Angeles Department of Water & Power | 11208 | CA | 138 |  |  | N | SOUTHERN CALIFORNIA GAS COMPANY |  |  |  |  | N | X
11208 | Los Angeles Department of Water & Power | 400 | Haynes | 6801 E. 2nd St. | Long Beach | CA | 90803 | Los Angeles | 33.7647 | -118.0991 | WECC | LDWP | Los Angeles Department of Water and Power | Pacific Ocean | 22 | RE | 1 | Electric Utility | N |  | N |  | N |  | N | X |  | Los Angeles Department of Water & Power | 11208 | CA | 230 |  |  | N | SOUTHERN CALIFORNIA GAS COMPANY |  |  |  |  | N | X
11208 | Los Angeles Department of Water & Power | 401 | Middle Gorge | 1501 Gorge Rd. | Bishop | CA | 93514 | Mono | 37.51 | -118.5692 | WECC | LDWP | Los Angeles Department of Water and Power | Upper Gorge Tailbay | 22 | RE | 1 | Electric Utility | N |  | N |  | N |  | N | X |  | Los Angeles Department of Water & Power | 11208 | CA | 230 |  |  | N | [5 empty] | X | X
11208 | Los Angeles Department of Water & Power | 402 | Pleasant Valley Hydro | (unnamed road) | Bishop | CA | 93514 | Inyo | 37.4142 | -118.5239 | WECC | LDWP | Los Angeles Department of Water and Power | Pleasant Valley Reservoir | 22 | RE | 1 | Electric Utility | N |  | N |  | N |  | N | X |  | Los Angeles Department of Water & Power | 11208 | CA | 34.5 |  |  | N | [5 empty] | X | X
11208 | Los Angeles Department of Water & Power | 403 | San Fernando | 14031 San Fernando Rd. | San Fernando | CA | 91342 | Los Angeles | 34.2605 | -118.3855 | WECC | LDWP | Los Angeles Department of Water and Power | Los Angeles Aqueduct | 22 | RE | 1 | Electric Utility | N |  | N |  | N |  | N | X |  | Los Angeles Department of Water & Power | 11208 | CA | 34.5 |  |  | N | [5 empty] | X | X
11208 | Los Angeles Department of Water & Power | 404 | Scattergood | 12700 Vista Del Mar | Playa Dal Ray | CA | 90293 | Los Angeles | 33.9182 | -118.4276 | WECC | LDWP | Los Angeles Department of Water and Power | Pacific Ocean | 22 | RE | 1 | Electric Utility | N |  | N |  | N |  | N | X |  | Los Angeles Department of Water & Power | 11208 | CA | 230 | 138 |  | N | SOUTHERN CALIFORNIA GAS COMPANY |  |  |  |  | N | X
219 | Alaska Power and Telephone Co | 406 | Tok | Milepost 1314 AK Hwy | Tok | AK | 99780 | Southeast Fairbanks | 63.3355 | -143 | ASCC |  |  | Well | 22 | RE | 1 | Electric Utility | N |  | N |  | N |  | N | X |  | Alaska Power and Telephone Co | 219 | AK | 12.47 |  |  | N
11208 | Los Angeles Department of Water & Power | 407 | Upper Gorge | 1501 Gorge Rd. | Bishop | CA | 93514 | Mono | 37.546 | -118.59 | WECC | LDWP | Los Angeles Department of Water and Power | Lake Crowley | 22 | RE | 1 | Electric Utility | N |  | N |  | N |  | N | X |  | Los Angeles Department of Water & Power | 11208 | CA | 230 |  |  | N | [5 empty] | X | X
11208 | Los Angeles Department of Water & Power | 408 | Valley (CA) | 11801 Sheldon St. | Sun Valley | CA | 91352 | Los Angeles | 34.245 | -118.3913 | WECC | LDWP | Los Angeles Department of Water and Power | Municipality | 22 | RE | 1 | Electric Utility | N |  | N |  | N |  | N | X |  | Los Angeles Department of Water & Power | 11208 | CA | 230 | 138 |  | N | SOUTHERN CALIFORNIA GAS COMPANY |  |  |  |  | N | X
12312 | Merced Irrigation District | 409 | Exchequer | 9188 Village Drive | Snelling | CA | 95369 | Mariposa | 37.5843 | -120.2686 | WECC | CISO | California Independent System Operator | Lake Mcclure-Merced River | 22 | NR | 2 | IPP Non-CHP | N |  | N |  | N |  | N | X |  | Pacific Gas & Electric Co | 14328 | CA | 115 |  |  | N | [5 empty] | N | N
12312 | Merced Irrigation District | 410 | McSwain | 7912 Lake McClure Road | Snelling | CA | 95369 | Mariposa | 37.5221 | -120.3101 | WECC | CISO | California Independent System Operator | Lake Mcswain-Merced River | 22 | NR | 2 | IPP Non-CHP | N |  | N |  | N |  | N | X |  | Pacific Gas & Electric Co | 14328 | CA | 70 |  |  | N | [5 empty] | N | N
13402 | Nevada Irrigation District | 412 | Chicago Park | 24199 Lowell Hill Rd | Colfax | CA | 95713 | Nevada | 39.1779 | -120.8909 | WECC | CISO | California Independent System Operator | Bear River | 22 | NR | 2 | IPP Non-CHP | N |  | N |  | N |  | N | X |  | Pacific Gas & Electric Co | 14328 | CA | 115 |  |  | N | [5 empty] | N | N
13402 | Nevada Irrigation District | 413 | Dutch Flat 2 | Diggins Road | Dutch Flat | CA | 95714 | Nevada | 39.2184 | -120.8352 | WECC | CISO | California Independent System Operator | Bear River | 22 | NR | 2 | IPP Non-CHP | N |  | N |  | N |  | N | X |  | Pacific Gas & Electric Co | 14328 | CA | 115 |  |  | N | [5 empty] | N | N
13935 | Oakdale&South San Joaquin Irrigation D. | 414 | Beardsley | None | None | CA | 95364 | Tuolumne | 38.2026 | -120.077 | WECC | CISO | California Independent System Operator | Stanislaus River | 22 | NR | 2 | IPP Non-CHP | N |  | N |  | N |  | N | X |  | Pacific Gas & Electric Co | 14328 | CA | 115 |  |  | N | [5 empty] | N | X
13935 | Oakdale&South San Joaquin Irrigation D. | 415 | Donnells | None | None | CA | 95364 | Tuolumne | 38.2467 | -120.0341 | WECC | CISO | California Independent System Operator | Stanislaus River | 22 | NR | 2 | IPP Non-CHP | N |  | N |  | N |  | N | X |  | Pacific Gas & Electric Co | 14328 | CA | 115 |  |  | N | [5 empty] | N | X
13935 | Oakdale&South San Joaquin Irrigation D. | 416 | Tulloch | Tulloch Dam Road | Jamestown | CA | 95370 | Tuolumne | 37.8761 | -120.605 | WECC | CISO | California Independent System Operator | Stanislaus River | 22 | NR | 2 | IPP Non-CHP | N |  | N |  | N |  | N | X |  | Pacific Gas & Electric Co | 14328 | CA | 115 |  |  | N | [5 empty] | N | X
14191 | South Feather Water and Power Agency | 417 | Forbestown | Ponderosa Way | Forbestown | CA | 95941 | Butte | 39.551 | -121.2788 | WECC | CISO | California Independent System Operator | South Fork Feather River | 22 | RE | 1 | Electric Utility | N |  | N |  | N |  | N | X |  | Pacific Gas & Electric Co | 14328 | CA | 115 |  |  | N | [5 empty] | X | X
14191 | South Feather Water and Power Agency | 418 | Kelly Ridge | Oroville Dam Blvd | Oroville | CA | 95965 | Butte | 39.5318 | -121.4912 | WECC | CISO | California Independent System Operator | South Fork Feather River | 22 | RE | 1 | Electric Utility | N |  | N |  | N |  | N | X |  | Pacific Gas & Electric Co | 14328 | CA | 60 |  |  | N | [5 empty] | X | X
14191 | South Feather Water and Power Agency | 419 | Woodleaf | Forbestown Dam Road | Forbestown | CA | 95941 | Butte | 39.5538 | -121.2041 | WECC | CISO | California Independent System Operator | South Fork Feather River | 22 | RE | 1 | Electric Utility | N |  | N |  | N |  | N | X |  | Pacific Gas & Electric Co | 14328 | CA | 115 |  |  | N | [5 empty] | X | X
14534 | City of Pasadena - (CA) | 420 | Broadway (CA) | 85 East State Street | Pasadena | CA | 91105 | Los Angeles | 34.1254 | -118.148 | WECC | CISO | California Independent System Operator | Municipality | 22 | RE | 1 | Electric Utility | N |  | N |  | N |  |  | X |  | City of Pasadena - (CA) | 14534 | CA | 34 |  |  | N | SOUTHERN CALIFORNIA GAS COMPANY
219 | Alaska Power and Telephone Co | 421 | Craig (AK) | 401 7th Street | Craig | AK | 99921 | Prince of Wales Ketchikan | 55.4769 | -133.1487 | ASCC |  |  | Municipality | 22 | RE | 1 | Electric Utility | N |  | N |  | N |  | N | X |  | Alaska Power and Telephone Co | 219 | AK | 12.47 |  |  | N
14534 | City of Pasadena - (CA) | 422 | Glenarm | 43 East State Street | Pasadena | CA | 91105 | Los Angeles | 34.126 | -118.1494 | WECC | CISO | California Independent System Operator | Municipality | 22 | RE | 1 | Electric Utility | N |  | N |  | N |  |  | X |  | City of Pasadena - (CA) | 14534 | CA | 34 |  |  | N | SOUTHERN CALIFORNIA GAS COMPANY |  |  |  |  | N
219 | Alaska Power and Telephone Co | 423 | Hydaburg | 105 Hyda Street | Prince of Wales | AK | 99922 | Prince of Wales Ketchikan | 55.2049 | -132.8214 | ASCC |  |  |  | 22 | RE | 1 | Electric Utility | N |  | N |  | N |  | N | X |  | Alaska Power and Telephone Co | 219 | AK | 2.4 |  |  | N
15127 | Placer County Water Agency | 424 | French Meadows | NW side of Hell Hole Reservoir | Foresthill | CA | 95631 | Placer | 39.078 | -120.4061 | WECC | CISO | California Independent System Operator | Middle Fork American River | 22 | RE | 1 | Electric Utility | N |  | N |  | N |  |  | X |  | Pacific Gas & Electric Co | 14328 | CA | 60 |  |  | N
15127 | Placer County Water Agency | 425 | Middle Fork | 5000 Mosquito Ridge Rd. | Foresthill | CA | 95631 | Placer | 39.0248 | -120.5964 | WECC | CISO | California Independent System Operator | Rubicon River | 22 | RE | 1 | Electric Utility | N |  | N |  | N |  |  | X |  | Pacific Gas & Electric Co | 14328 | CA | 230 |  |  | N
15127 | Placer County Water Agency | 426 | Oxbow (CA) | 9200 Blacksmith Rd. | Foresthill | CA | 95631 | Placer | 39.0034 | -120.7467 | WECC | CISO | California Independent System Operator | Middle Fork American River | 22 | RE | 1 | Electric Utility | N |  | N |  | N |  |  | X |  | Pacific Gas & Electric Co | 14328 | CA | 60 |  |  | N
15127 | Placer County Water Agency | 427 | Ralston | 9600 Blacksmith Flat Rd. | Foresthill | CA | 95631 | Placer | 39.001 | -120.7251 | WECC | CISO | California Independent System Operator | Rubicon River | 22 | RE | 1 | Electric Utility | N |  | N |  | N |  |  | X |  | Pacific Gas & Electric Co | 14328 | CA | 230 |  |  | N
12312 | Merced Irrigation District | 428 | Parker | hwy 59 on Merced/Snelling road | Snelling | CA | 95344 | Merced | 37.4778 | -120.4445 | WECC | CISO | California Independent System Operator | Main Canal | 22 | NR | 2 | IPP Non-CHP | N |  | N |  | N |  | N | X |  | Pacific Gas & Electric Co | 14328 | CA | 12 |  |  | N | [5 empty] | N | N
16534 | Sacramento Municipal Util Dist | 430 | Camino | Highway 50 | Camino | CA | 95726 | El Dorado | 38.8288 | -120.5371 | WECC | BANC | Balancing Authority of Northern California | Silver Creek | 22 | RE | 1 | Electric Utility | N |  | N |  | N |  | N | X |  | Sacramento Municipal Util Dist | 16534 | CA | 230 |  |  | N
16534 | Sacramento Municipal Util Dist | 431 | Jaybird | Highway 50 | Camino | CA | 95725 | El Dorado | 38.834 | -120.5318 | WECC | BANC | Balancing Authority of Northern California | Silver Creek | 22 | RE | 1 | Electric Utility | N |  | N |  | N |  | N | X |  | Sacramento Municipal Util Dist | 16534 | CA | 230 |  |  | N
16534 | Sacramento Municipal Util Dist | 432 | Loon Lake | Ice House Rd | Fresh Pond | CA | 95726 | El Dorado | 38.9827 | -120.3245 | WECC | BANC | Balancing Authority of Northern California | Gerle Creek | 22 | RE | 1 | Electric Utility | N |  | N |  | N |  | N | X |  | Sacramento Municipal Util Dist | 16534 | CA | 69 |  |  | N
16534 | Sacramento Municipal Util Dist | 433 | Robbs Peak | Ice House Rd | Fresh Pond | CA | 95726 | El Dorado | 38.8965 | -120.3783 | WECC | BANC | Balancing Authority of Northern California | South Fork Rubicon | 22 | RE | 1 | Electric Utility | N |  | N |  | N |  | N | X |  | Sacramento Municipal Util Dist | 16534 | CA | 69 |  |  | N
16534 | Sacramento Municipal Util Dist | 435 | White Rock/Slab Creek | Highway 50 | Placerville | CA | 95709 | El Dorado | 38.7653 | -120.7874 | WECC | BANC | Balancing Authority of Northern California | South Fork American River | 22 | RE | 1 | Electric Utility | N |  | N |  | N |  | N | X |  | Sacramento Municipal Util Dist | 16534 | CA | 230 |  |  | N
3255 | California Dept. of Water Resources | 436 | Devil Canyon | 6900 Devil Canyon Rd. | San Bernardino | CA | 92407 | San Bernardino | 34.2056 | -117.3344 | WECC | CISO | California Independent System Operator | Water From Penstocks Ca Aquedu | 22 | RE | 1 | Electric Utility | N |  | N |  | N |  |  | X |  | Southern California Edison Co | 17609 | CA | 115 |  |  | N
3255 | California Dept. of Water Resources | 437 | Edward C Hyatt | 460 Glen Dr. | Oroville | CA | 95966 | Butte | 39.543 | -121.4922 | WECC | CISO | California Independent System Operator | Water From Penstocks Oroville | 22 | RE | 1 | Electric Utility | N |  | N |  | N |  |  | X |  | Pacific Gas & Electric Co | 14328 | CA | 230 |  |  | N
3255 | California Dept. of Water Resources | 438 | Thermalito | 460 Glen Dr. | Oroville | CA | 95966 | Butte | 39.5149 | -121.6301 | WECC | CISO | California Independent System Operator | Wtr Fr Penstocks Thermal Foreb | 22 | RE | 1 | Electric Utility | N |  | N |  | N |  |  | X |  | Pacific Gas & Electric Co | 14328 | CA | 230 |  |  | N
19281 | Turlock Irrigation District | 439 | Don Pedro | 21 Bonds Flat Road | La Grange | CA | 95329 | Tuolumne | 37.696 | -120.4202 | WECC | TIDC | Turlock Irrigation District | Tuolumne River | 22 | RE | 1 | Electric Utility | N |  | N |  | N |  | N | X |  | Turlock Irrigation District | 19281 | CA | 69 |  |  | N | [5 empty] | X | X
19281 | Turlock Irrigation District | 440 | La Grange | 1249 La Grange Dam Road | La Grange | CA | 95329 | Stanislaus | 37.6697 | -120.4436 | WECC | TIDC | Turlock Irrigation District | Tuolumne River | 22 | RE | 1 | Electric Utility | N |  | N |  | N |  | N | X |  | Turlock Irrigation District | 19281 | CA | 69 |  |  | N | [5 empty] | X | X
2518 | U S Bureau of Reclamation | 441 | Folsom | N/A | Folsom | CA | 95630 | Sacramento | 38.7067 | -121.1584 | WECC | WALC | Western Area Power Administration - Desert Southwest Region | American River | 22 | RE | 1 | Electric Utility | N |  | N |  | N |  |  | X |  | WAPA-- Western Area Power Administration | 27000 | CA | 230 |  |  | N
2518 | U S Bureau of Reclamation | 442 | Judge F Carr | N/A | French Gulch | CA | 96003 | Shasta | 40.6469 | -122.627 | WECC | WALC | Western Area Power Administration - Desert Southwest Region | Trinity River | 22 | RE | 1 | Electric Utility | N |  | N |  | N |  |  | X |  | WAPA-- Western Area Power Administration | 27000 | CA | 230 |  |  | N
2518 | U S Bureau of Reclamation | 443 | Keswick | N/A | Redding | CA | 96003 | Shasta | 40.6119 | -122.4464 | WECC | WALC | Western Area Power Administration - Desert Southwest Region | Sacramento River | 22 | RE | 1 | Electric Utility | N |  | N |  | N |  |  | X |  | WAPA-- Western Area Power Administration | 27000 | CA | 230 |  |  | N
2518 | U S Bureau of Reclamation | 444 | Nimbus | N/A | Folsom | CA | 95630 | Sacramento | 38.6373 | -121.2202 | WECC | WALC | Western Area Power Administration - Desert Southwest Region | American River | 22 | RE | 1 | Electric Utility | N |  | N |  | N |  |  | X |  | WAPA-- Western Area Power Administration | 27000 | CA | 115 |  |  | N
2518 | U S Bureau of Reclamation | 445 | Shasta | n/a | Redding | CA | 96003 | Shasta | 40.7175 | -122.4223 | WECC | WALC | Western Area Power Administration - Desert Southwest Region | Sacramento River | 22 | RE | 1 | Electric Utility | N |  | N |  | N |  |  | X |  | WAPA-- Western Area Power Administration | 27000 | CA | 230 |  |  | N
2518 | U S Bureau of Reclamation | 446 | ONeill | n/a | Los Banos | CA | 95376 | Merced | 37.0987 | -121.0477 | WECC | WALC | Western Area Power Administration - Desert Southwest Region | O'Neill Forebay - San Luis Cre | 22 | RE | 1 | Electric Utility | N |  | N |  | N |  |  | X |  | WAPA-- Western Area Power Administration | 27000 | CA | 72.5 |  |  | Y
2518 | U S Bureau of Reclamation | 447 | Parker Dam | n/a | Parker | CA | 92267 | San Bernardino | 34.2953 | -114.1402 | WECC | WALC | Western Area Power Administration - Desert Southwest Region | Colorado River | 22 | RE | 1 | Electric Utility | N |  | N |  | N |  |  | X |  | WAPA-- Western Area Power Administration | 27000 | CA | 161 |  |  | N
3255 | California Dept. of Water Resources | 448 | W R Gianelli | 31770 Gonzaga Rd. | Gustine | CA | 95322 | Merced | 37.0692 | -121.0772 | WECC | CISO | California Independent System Operator | Wtr Fr Penstocks San Luis Res | 22 | RE | 1 | Electric Utility | N |  | N |  | N |  |  | X |  | Pacific Gas & Electric Co | 14328 | CA | 230 |  |  | N
2518 | U S Bureau of Reclamation | 450 | Spring Creek | n/a | Redding | CA | 96003 | Shasta | 40.6281 | -122.4675 | WECC | WALC | Western Area Power Administration - Desert Southwest Region | Whiskey Town Reservoir-Clear C | 22 | RE | 1 | Electric Utility | N |  | N |  | N |  |  | X |  | WAPA-- Western Area Power Administration | 27000 | CA | 230 |  |  | N
2518 | U S Bureau of Reclamation | 451 | Trinity | n/a | Weaverville | CA | 96003 | Trinity | 40.7973 | -122.7626 | WECC | WALC | Western Area Power Administration - Desert Southwest Region | Trinity River | 22 | RE | 1 | Electric Utility | N |  | N |  | N |  |  | X |  | WAPA-- Western Area Power Administration | 27000 | CA | 230 |  |  | N
21140 | Yuba County Water Agency | 454 | Colgate | 12700 Lake Francis Rd | Dobbins | CA | 95935 | Yuba | 39.3308 | -121.1917 | WECC | CISO | California Independent System Operator | North Yuba River | 22 | RE | 1 | Electric Utility | N |  | N |  | N |  | N | X |  | Pacific Gas & Electric Co | 14328 | CA | 230 | 60 |  | N | [5 empty] | X | X
21140 | Yuba County Water Agency | 455 | Narrows 2 | 8764 Scott Forbes Road | Browns Valley | CA | 95918 | Yuba | 39.239 | -121.2704 | WECC | CISO | California Independent System Operator | Yuba River | 22 | RE | 1 | Electric Utility | N |  | N |  | N |  |  | X |  | Pacific Gas & Electric Co | 14328 | CA | 60 |  |  | N
5969 | City of Escondido - (CA) | 457 | Bear Valley | 25130 Lake Wohlford Rd. | Escondido | CA | 92027 | San Diego | 33.1662 | -117.0166 | WECC | CISO | California Independent System Operator | Lake Wohlford | 22 | RE | 1 | Electric Utility | N |  | N |  | N |  | N | X |  | San Diego Gas & Electric Co | 16609 | CA | 12 |  |  | N | [5 empty] | N
56146 | Black Hills/Colorado Elec.Util | 460 | Pueblo | 105 S. Victoria | Pueblo | CO | 81003 | Pueblo | 38.2667 | -104.6144 | WECC | PSCO | Public Service Company of Colorado | Arkansas River | 22 | RE | 1 | Electric Utility | N |  | N |  | N |  | N | X |  | Black Hills/Colorado Elec.Util | 56146 | CO | 115 | 69 |  | N |  | None |  |  |  | X | X
56146 | Black Hills/Colorado Elec.Util | 462 | W N Clark | 550 Hwy 50 West | Canon City | CO | 81212 | Fremont | 38.4344 | -105.25 | WECC | PSCO | Public Service Company of Colorado | Arkansas River | 22 | RE | 1 | Electric Utility | N |  | N |  | N |  | N | X |  | Black Hills/Colorado Elec.Util | 56146 | CO | 115 | [8 empty] | X | X
15466 | Public Service Co of Colorado | 464 | Alamosa | 8073 County Road 8 | Alamosa | CO | 81101 | Alamosa | 37.4594 | -105.8947 | WECC | PSCO | Public Service Company of Colorado |  | 22 | RE | 1 | Electric Utility | N |  | N |  | N |  | N | X |  | Public Service Co of Colorado | 15466 | CO | 115 | 69 |  | N |  | PUB SERVICE CO OF COLORADO |  |  |  | N | N
15466 | Public Service Co of Colorado | 465 | Arapahoe | 2601 S. Platte River Dr. | Denver | CO | 80223 | Denver | 39.67 | -105.0028 | WECC | PSCO | Public Service Company of Colorado | South Platte River | 22 | RE | 1 | Electric Utility | N |  | N |  | N |  | Y | N | OS | Public Service Co of Colorado | 15466 | CO | 115 |  |  | N |  | PUB SERVICE CO OF COLORADO |  |  |  | N | N
1994 | Boulder City of | 466 | Boulder Canyon Hydro | 37788 Boulder Canyon Drive | Boulder | CO | 80306 | Boulder | 40.0047 | -105.3325 | WECC | PSCO | Public Service Company of Colorado | Middle Boulder Creek | 22 | NR | 2 | IPP Non-CHP | N |  | N |  | N |  | N | X |  | Public Service Co of Colorado | 15466 | CO | 115 |  |  | N
15466 | Public Service Co of Colorado | 467 | Cabin Creek | 5167 Guanella Pass Road | Georgetown | CO | 80444 | Clear Creek | 39.6551 | -105.7088 | WECC | PSCO | Public Service Company of Colorado | South Clear Creek | 22 | RE | 1 | Electric Utility | N |  | N |  | N |  | N | X |  | Public Service Co of Colorado | 15466 | CO | 230 |  |  | Y | [5 empty] | X | X
15466 | Public Service Co of Colorado | 468 | Cameo | 4 mi E of Palisade on I-70 | Palisade | CO | 81526 | Mesa | 39.1278 | -108.3261 | WECC | PSCO | Public Service Company of Colorado | Colorado River | 22 | RE | 1 | Electric Utility | N |  | N |  | N |  | N | X |  | Public Service Co of Colorado | 15466 | CO | 69 |  |  | N | [5 empty] | X | X
15466 | Public Service Co of Colorado | 469 | Cherokee | 6198 Franklin St | denver | CO | 80216 | Adams | 39.8073 | -104.9645 | WECC | PSCO | Public Service Company of Colorado | South Platte River | 22 | RE | 1 | Electric Utility | N |  | N |  | N |  | Y | N | OP | Public Service Co of Colorado | 15466 | CO | 115 |  |  | N |  | PUB SERVICE CO OF COLORADO |  |  |  | N | N
15466 | Public Service Co of Colorado | 470 | Comanche (CO) | 2005 Lime Rd. | Pueblo | CO | 81006 | Pueblo | 38.2081 | -104.5747 | WECC | WACM | Western Area Power Administration - Rocky Mountain Region | Arkansas River | 22 | RE | 1 | Electric Utility | N |  | N |  | N |  | Y | Y | OP | Public Service Co of Colorado | 15466 | CO | 345 | 230 |  | N |  | PUB SERVICE CO OF COLORADO |  |  |  | N | N
15466 | Public Service Co of Colorado | 471 | Fruita | 917 Colorado State Highway 340 | Grand Junction | CO | 81521 | Mesa | 39.1364 | -108.7347 | WECC | PSCO | Public Service Company of Colorado |  | 22 | RE | 1 | Electric Utility | N |  | N |  | N |  | N | X |  | Public Service Co of Colorado | 15466 | CO | 69 |  |  | N |  | PUB SERVICE CO OF COLORADO |  |  |  | N | N
15466 | Public Service Co of Colorado | 472 | Georgetown Hydro | 6th and Griffith St. | Georgetown | CO | 80444 | Clear Creek | 39.6919 | -105.6978 | WECC | PSCO | Public Service Company of Colorado | South Clear Creek | 22 | RE | 1 | Electric Utility | N |  | N |  | N |  | N | X |  | Public Service Co of Colorado | 15466 | CO | 25 |  |  | N | [5 empty] | X | X
57301 | Orchard Mesa Irrigation District | 473 | Grand Valley Project Power Plant | 668 38 Road | Palisade | CO | 81526 | Mesa | 39.1017 | -108.3456 | WECC | PSCO | Public Service Company of Colorado | Colorado River | 22 | RE | 1 | Electric Utility | N |  | N |  | N |  | N | X |  | Public Service Co of Colorado | 15466 | CO | 13 | 13 | 13 | N | [5 empty] | X | X
15466 | Public Service Co of Colorado | 474 | Salida | 16880 County Road 220 | Salida | CO | 81201 | Chaffee | 38.5342 | -106.182 | WECC | PSCO | Public Service Company of Colorado | South Arkansas River | 22 | RE | 1 | Electric Utility | N |  | N |  | N |  | N | X |  | Public Service Co of Colorado | 15466 | CO | 25 |  |  | N | [5 empty] | X | X
15466 | Public Service Co of Colorado | 476 | Shoshone (CO) | 60111 Highway 6 & 40 | Glenwood Springs | CO | 81601 | Garfield | 39.5701 | -107.2269 | WECC | PSCO | Public Service Company of Colorado | Colorado River | 22 | RE | 1 | Electric Utility | N |  | N |  | N |  | N | X |  | Public Service Co of Colorado | 15466 | CO | 115 | 69 |  | N | [5 empty] | X | X
15466 | Public Service Co of Colorado | 477 | Valmont | 1800 N. 63rd St. | Boulder | CO | 80302 | Boulder | 40.0195 | -105.202 | WECC | PSCO | Public Service Company of Colorado | South Boulder Creek | 22 | RE | 1 | Electric Utility | N |  | N |  | N |  | Y | Y | OP | Public Service Co of Colorado | 15466 | CO | 115 |  |  | N |  | PUB SERVICE CO OF COLORADO |  |  |  | N | N
15466 | Public Service Co of Colorado | 478 | Zuni | 1335 Zuni St. | Denver | CO | 80204 | Denver | 39.7373 | -105.017 | WECC | PSCO | Public Service Company of Colorado | South Platte River | 22 | RE | 1 | Electric Utility | N |  | N |  | N |  | N | X |  | Public Service Co of Colorado | 15466 | CO | 13 |  |  | N |  | PUB SERVICE CO OF COLORADO |  |  |  | N | N
12397 | Metropolitan Water District of S CA | 479 | Temescal | Eagle Canyon Rd and Cajalco | Corona | CA | 91720 | Riverside | 33.8343 | -117.4971 | WECC | CISO | California Independent System Operator | River | 22 | RE | 1 | Electric Utility | N |  | N |  | N |  | N | X |  | Southern California Edison Co | 17609 | CA | 34.5 |  |  | N
12397 | Metropolitan Water District of S CA | 480 | Corona | Adobe Avenue | Corona | CA | 91720 | Riverside | 33.859 | -117.6106 | WECC | CISO | California Independent System Operator | River | 22 | RE | 1 | Electric Utility | N |  | N |  | N |  | N | X |  | Southern California Edison Co | 17609 | CA | 12 |  |  | N
12397 | Metropolitan Water District of S CA | 481 | Perris | 17801 Lake Perris Ave. | Perris | CA | 92555 | Riverside | 33.8361 | -117.1831 | WECC | CISO | California Independent System Operator | River | 22 | RE | 1 | Electric Utility | N |  | N |  | N |  | N | X |  | Southern California Edison Co | 17609 | CA | 34.5 |  |  | N
12397 | Metropolitan Water District of S CA | 482 | Rio Hondo | 9840 Milla Way | South Gate | CA | 90280 | Los Angeles | 34.0047 | -118.0992 | WECC | CISO | California Independent System Operator | River | 22 | RE | 1 | Electric Utility | N |  | N |  | N |  | N | X |  | Southern California Edison Co | 17609 | CA | 12 |  |  | N
12397 | Metropolitan Water District of S CA | 483 | Coyote Creek | 627 S. Monte Vista | La Habra | CA | 90631 | Orange | 33.9249 | -117.9552 | WECC | CISO | California Independent System Operator | River | 22 | RE | 1 | Electric Utility | N |  | N |  | N |  | N | X |  | Southern California Edison Co | 17609 | CA | 66 |  |  | N
12397 | Metropolitan Water District of S CA | 484 | Red Mountain | 3500 Mission Road | Fallbrook | CA | 92028 | San Diego | 33.3944 | -117.1889 | WECC | CISO | California Independent System Operator | River | 22 | RE | 1 | Electric Utility | N |  | N |  | N |  | N | X |  | San Diego Gas & Electric Co | 16609 | CA | 34.5 |  |  | N
12397 | Metropolitan Water District of S CA | 487 | Valley View | 4226 Valley View Ave. | Yorba Linda | CA | 92886 | Orange | 33.9001 | -117.829 | WECC | CISO | California Independent System Operator | River | 22 | RE | 1 | Electric Utility | N |  | N |  | N |  | N | X |  | Southern California Edison Co | 17609 | CA | 12 |  |  | N
19281 | Turlock Irrigation District | 489 | Upper Dawson | 707 La Grange Dam Road | La Grange | CA | 95329 | Tuolumne | 37.6508 | -120.4706 | WECC | TIDC | Turlock Irrigation District | Upper Turlock Main Canal | 22 | RE | 1 | Electric Utility | N |  | N |  | N |  | N | X |  | Turlock Irrigation District | 19281 | CA | 69 |  |  | N | [5 empty] | X | X
3227 | City of Center - (CO) | 491 | Center | 294 S Worth Street | Center | CO | 81125 | Saguache | 37.7536 | -106.1047 | WECC | PSCO | Public Service Company of Colorado | Municipality-Wells | 22 | RE | 1 | Electric Utility | N |  | N |  | N |  | N | X | OS | City of Center - (CO) | 3227 | CO | 1 |  |  | N | [5 empty] | N | N
3989 | City of Colorado Springs - (CO) | 492 | Martin Drake | 700 S Conejos St | Colorado Springs | CO | 80903 | El Paso | 38.8244 | -104.8333 | WECC | WACM | Western Area Power Administration - Rocky Mountain Region | Municipality | 22 | RE | 1 | Electric Utility | N |  | N |  | N |  | N | X |  | City of Colorado Springs - (CO) | 3989 | CO | 115 |  |  | N | COLORADO SPRINGS UTILITIES | Other - Please explain in pipeline notes below. |  |  | Connected via LDC | N | X
3989 | City of Colorado Springs - (CO) | 493 | George Birdsall | 213 Nichols Blvd. | Colorado Springs | CO | 80907 | El Paso | 38.8814 | -104.8169 | WECC | WACM | Western Area Power Administration - Rocky Mountain Region | Municipality | 22 | RE | 1 | Electric Utility | N |  | N |  | N |  | N | X |  | City of Colorado Springs - (CO) | 3989 | CO | 34.5 |  |  | N | COLORADO SPRINGS UTILITIES | Other - Please explain in pipeline notes below. |  |  | This plant is connected to the LDC of Colorado Springs Utilities. | N | X
3989 | City of Colorado Springs - (CO) | 494 | Manitou Springs | 540 Ruxton Avenue | Manitou Spring | CO | 80829 | El Paso | 38.8556 | -104.9331 | WECC | WACM | Western Area Power Administration - Rocky Mountain Region | Municipality | 22 | RE | 1 | Electric Utility | N |  | N |  | N |  | N | X |  | City of Colorado Springs - (CO) | 3989 | CO | 34.5 |  |  | N | [5 empty] | N | X
3989 | City of Colorado Springs - (CO) | 495 | Ruxton Park | 100 Knull Drive | Manitou Spring | CO | 80829 | El Paso | 38.8414 | -104.9738 | WECC | WACM | Western Area Power Administration - Rocky Mountain Region | Municipality | 22 | RE | 1 | Electric Utility | N |  | N |  | N |  | N | X |  | City of Colorado Springs - (CO) | 3989 | CO | 34.5 |  |  | N | [5 empty] | N | X
8751 | Town of Holly - (CO) | 502 | Holly | Tony Garcia Drive PO Box 458 | Holly | CO | 81047 | Prowers | 38.0327 | -102.0737 | WECC | WACM | Western Area Power Administration - Rocky Mountain Region | Municipality | 22 | RE | 1 | Electric Utility | N |  | N |  | N |  | N | X |  | Town of Holly - (CO) | 8751 | CO | 24.9 |  |  | N
9928 | City of Julesburg - (CO) | 504 | Julesburg | 222 East First St | Julesburg | CO | 80737 | Sedgwick | 40.9505 | -102.2795 | WECC | WACM | Western Area Power Administration - Rocky Mountain Region | Well | 22 | RE | 1 | Electric Utility | N |  | N |  | N |  | N | X |  | WAPA-- Western Area Power Administration | 27000 | CO | 2.4 |  |  | N
2518 | U S Bureau of Reclamation | 505 | Boysen | n/a | Thermopolis | WY | 82649 | Fremont | 43.4179 | -108.1775 | WECC | WAUW | Western Area Power Administration UGP West | Wind River | 22 | RE | 1 | Electric Utility | N |  | N |  | N |  |  | X |  | WAPA-- Western Area Power Administration | 27000 | WY | 115 |  |  | N
10536 | City of La Junta - (CO) | 506 | La Junta | 1st & Belleview | La Junta | CO | 81050 | Otero | 37.9876 | -103.5468 | WECC | PSCO | Public Service Company of Colorado | Municipality | 22 | RE | 1 | Electric Utility | N |  | N |  | N |  | N | X |  | City of La Junta - (CO) | 10536 | CO | 69 | 13.8 |  | N |  | BLACK HILLS ENERGY |  |  |  | N
10730 | City of Las Animas - (CO) | 507 | Las Animas | 733 Moore Ave | Las Animas | CO | 81054 | Bent | 38.0647 | -103.2159 | WECC | WACM | Western Area Power Administration - Rocky Mountain Region | Wells | 22 | RE | 1 | Electric Utility | N |  | N |  | N |  | N | X |  | City of Las Animas - (CO) | 10730 | CO | 69 |  |  | N | [5 empty] | X | X
10633 | City of Lamar - (CO) | 508 | Lamar Plant | 100 North Second Street | Lamar | CO | 81052 | Prowers | 38.0333 | -102.5379 | WECC | PSCO | Public Service Company of Colorado | Wells | 22 | RE | 1 | Electric Utility | N |  | N |  | N |  | N | X |  | City of Lamar - (CO) | 10633 | CO | 69 |  |  | N |  | COLORADO INTERSTATE GAS COMPANY LLC |  |  |  | N | X
7160 | Geysers Power Co LLC | 510 | Sonoma California Geothermal | 10350 Socrates Mine Road | Middletown | CA | 95461 | Lake | 38.7903 | -122.7559 | WECC | CISO | California Independent System Operator | Wells | 22 | NR | 2 | IPP Non-CHP | N |  | Y | 98-95-000 | N |  |  | X |  | Pacific Gas & Electric Co | 14328 | CA | 230 |  |  | N
19204 | City of Trinidad - (CO) | 511 | Trinidad (CO) | 1925 E Main St | Trinidad | CO | 81082 | Las Animas | 37.179 | -104.4875 | WECC | WACM | Western Area Power Administration - Rocky Mountain Region | Municipality | 22 | RE | 1 | Electric Utility | N |  | N |  | N |  | N | X |  | San Isabel Electric Assn, Inc | 16616 | CO | 69 |  |  | N | TRINIDAD CITY OF |  |  |  |  | N
2518 | U S Bureau of Reclamation | 512 | Blue Mesa | n/a | Gunnison | CO | 81401 | Gunnison | 38.4532 | -107.3375 | WECC | WACM | Western Area Power Administration - Rocky Mountain Region | Blue Mesa Reservoir-Gunnison R | 22 | RE | 1 | Electric Utility | N |  | N |  | N |  |  | X |  | WAPA-- Western Area Power Administration | 27000 | CO | 115 |  |  | N
2518 | U S Bureau of Reclamation | 513 | Estes | n/a | Estes Park | CO | 80517 | Larimer | 40.3768 | -105.5097 | WECC | WACM | Western Area Power Administration - Rocky Mountain Region | Colorado River | 22 | RE | 1 | Electric Utility | N |  | N |  | N |  |  | X |  | WAPA-- Western Area Power Administration | 27000 | CO | 115 |  |  | N
2518 | U S Bureau of Reclamation | 514 | Morrow Point | n/a | Montrose | CO | 81401 | Montrose | 38.4518 | -107.5393 | WECC | WACM | Western Area Power Administration - Rocky Mountain Region | Morrow Point Reservoir-Gunniso | 22 | RE | 1 | Electric Utility | N |  | N |  | N |  |  | X |  | WAPA-- Western Area Power Administration | 27000 | CO | 230 |  |  | N
2518 | U S Bureau of Reclamation | 515 | Big Thompson | n/a | Loveland | CO | 80538 | Larimer | 40.421 | -105.2238 | WECC | WACM | Western Area Power Administration - Rocky Mountain Region | Colorado River | 22 | RE | 1 | Electric Utility | N |  | N |  | N |  |  | X |  | WAPA-- Western Area Power Administration | 27000 | CO | 13.8 |  |  | N
2518 | U S Bureau of Reclamation | 516 | Green Mountain | n/a | Kremmling | CO | 80459 | Summit | 39.8788 | -106.3327 | WECC | WACM | Western Area Power Administration - Rocky Mountain Region | Blue River | 22 | RE | 1 | Electric Utility | N |  | N |  | N |  |  | X |  | WAPA-- Western Area Power Administration | 27000 | CO | 69 |  |  | N
2518 | U S Bureau of Reclamation | 517 | Marys Lake | n/a | Estes Park | CO | 80517 | Larimer | 40.3441 | -105.5343 | WECC | WACM | Western Area Power Administration - Rocky Mountain Region | Colorado River | 22 | RE | 1 | Electric Utility | N |  | N |  | N |  |  | X |  | WAPA-- Western Area Power Administration | 27000 | CO | 115 |  |  | N
2518 | U S Bureau of Reclamation | 518 | Flatiron | n/a | Loveland | CO | 80539 | Larimer | 40.365 | -105.236 | WECC | WACM | Western Area Power Administration - Rocky Mountain Region | Colorado River | 22 | RE | 1 | Electric Utility | N |  | N |  | N |  |  | X |  | WAPA-- Western Area Power Administration | 27000 | CO | 115 |  |  | Y
2518 | U S Bureau of Reclamation | 519 | Pole Hill | n/a | Loveland | CO | 80537 | Larimer | 40.3651 | -105.3251 | WECC | WACM | Western Area Power Administration - Rocky Mountain Region | Colorado River | 22 | RE | 1 | Electric Utility | N |  | N |  | N |  |  | X |  | WAPA-- Western Area Power Administration | 27000 | CO | 115 |  |  | N
2518 | U S Bureau of Reclamation | 520 | Lower Molina | n/a | Molina | CO | 81401 | Mesa | 39.1937 | -108.0441 | WECC | WACM | Western Area Power Administration - Rocky Mountain Region | Bonham Reservoir | 22 | RE | 1 | Electric Utility | N |  | N |  | N |  |  | X |  | WAPA-- Western Area Power Administration | 27000 | CO | 115 |  |  | N
2518 | U S Bureau of Reclamation | 521 | Upper Molina | n/a | Molina | CO | 81401 | Mesa | 39.1438 | -108.0048 | WECC | WACM | Western Area Power Administration - Rocky Mountain Region | Bonham Reservoir | 22 | RE | 1 | Electric Utility | N |  | N |  | N |  |  | X |  | WAPA-- Western Area Power Administration | 27000 | CO | 115 |  |  | N
15466 | Public Service Co of Colorado | 525 | Hayden | 13125 U.S. Highway 40 | Hayden | CO | 81639 | Routt | 40.4856 | -107.185 | WECC | PSCO | Public Service Company of Colorado | Yampa River | 22 | RE | 1 | Electric Utility | N |  | N |  | N |  | N | X |  | WAPA-- Western Area Power Administration | 27000 | CO | 230 |  |  | N | ATMOS ENERGY CORPORATION | PUB SERVICE CO OF COLORADO |  |  |  | N | N
30151 | Tri-State G & T Assn, Inc | 527 | Nucla | 30739 DD 30 Road | Nucla | CO | 81424 | Montrose | 38.2383 | -108.5069 | WECC | WACM | Western Area Power Administration - Rocky Mountain Region | San Miguel River | 22 | RE | 1 | Electric Utility | N |  | N |  | N |  | N | X |  | Tri-State G & T Assn, Inc | 30151 |  | 115 |  |  | N | [5 empty] | X
16534 | Sacramento Municipal Util Dist | 529 | Rancho Seco Solar | Twin Cities Rd | Herald | CA | 95638 | Sacramento | 38.34 | -121.1139 | WECC | BANC | Balancing Authority of Northern California |  | 22 | RE | 1 | Electric Utility | N |  | N |  | N |  | N | X |  | Sacramento Municipal Util Dist | 16534 | CA | 12 |  |  | N
16534 | Sacramento Municipal Util Dist | 531 | Camp Far West | 2464 Pacific Ave | Lincoln | CA | 95692 | Placer | 39.0488 | -121.317 | WECC | CISO | California Independent System Operator | Bear River | 22 | RE | 1 | Electric Utility | N |  | N |  | N |  | N | X |  | Pacific Gas & Electric Co | 14328 | CA | 60 |  |  | N
189 | PowerSouth Energy Cooperative | 533 | McWilliams | 28570 US 29 North | Gantt | AL | 36038 | Covington | 31.4003 | -86.4764 | SERC | AEC | PowerSouth Energy Cooperative | Conecuh River | 22 | RE | 1 | Electric Utility | N |  | N |  | N |  | N | X |  | PowerSouth Energy Cooperative | 189 |  | 115 |  |  | N | SOUTHEAST ALABAMA GAS DISTRICT | SOUTHEAST ALABAMA GAS DISTRICT |  |  |  | N | N
16534 | Sacramento Municipal Util Dist | 534 | Jones Fork | Ice House Rd | Fresh Pond | CA | 95725 | El Dorado | 38.8503 | -120.3819 | WECC | BANC | Balancing Authority of Northern California | South Fork Silver Creek | 22 | RE | 1 | Electric Utility | N |  | N |  | N |  | N | X |  | Sacramento Municipal Util Dist | 16534 | CA | 69 |  |  | N
16534 | Sacramento Municipal Util Dist | 535 | McClellan (CA) | Watt Ave | Sacramento | CA | 95652 | Sacramento | 38.6527 | -121.3933 | WECC | BANC | Balancing Authority of Northern California |  | 22 | RE | 1 | Electric Utility | N |  | N |  | N |  | N | X |  | Sacramento Municipal Util Dist | 16534 | CA | 69 |  |  | N |  | PACIFIC GAS |  |  |  | N
5571 | East Bay Municipal Util Dist | 537 | Camanche | McIntire Rd | Clements & Wallace | CA | 95227 | San Joaquin | 38.2268 | -121.0245 | WECC | CISO | California Independent System Operator | Comanche Reservoir | 22 | RE | 1 | Electric Utility | N |  | Y | 98-52-000 | N |  | N | X |  | Pacific Gas & Electric Co | 14328 | CA | 115 |  |  | N | [5 empty] | N | N
54895 | FirstLight Power Resources Services LLC | 539 | Rocky River (CT) | 200 Kent Road | New Milford | CT | 6776 | Litchfield | 41.5826 | -73.4349 | NPCC | ISNE | ISO New England Inc. | Housatonic River | 22 | NR | 2 | IPP Non-CHP | N |  | N |  | Y | 00-94-000 | N | X |  | Connecticut Light & Power Co | 4176 | CT | 13.8 |  |  | Y | [5 empty] | X | X
22379 | Connecticut Jet Power LLC | 540 | Branford | Route 1 | Branford | CT | 6450 | New Haven | 41.2925 | -72.7942 | NPCC | ISNE | ISO New England Inc. |  | 22 | NR | 2 | IPP Non-CHP | N |  | N |  | Y | 00-36-000 |  | X |  | Connecticut Light & Power Co | 4176 | CT | 115 |  |  | N | [5 empty] | N | N
54895 | FirstLight Power Resources Services LLC | 541 | Bulls Bridge | 781 Kent Road | New Milford | CT | 6776 | Litchfield | 41.659 | -73.492 | NPCC | ISNE | ISO New England Inc. | Housatonic River | 22 | NR | 2 | IPP Non-CHP | N |  | N |  | Y | 00-94-000 | N | X |  | Connecticut Light & Power Co | 4176 | CT | 27.6 |  |  | N | [5 empty] | X | X
22379 | Connecticut Jet Power LLC | 542 | Cos Cob | Sound Shore Drive | Greenwich | CT | 6430 | Fairfield | 41.0289 | -73.5989 | NPCC | ISNE | ISO New England Inc. |  | 22 | NR | 2 | IPP Non-CHP | N |  | N |  | Y | 00-36-000 |  | X |  | Connecticut Light & Power Co | 4176 | CT | 115 |  |  | N | [5 empty] | N | N
22350 | Devon Power LLC | 544 | Devon Station | 734 Naugatuck Avenue | Milford | CT | 6460 | New Haven | 41.2098 | -73.109 | NPCC | ISNE | ISO New England Inc. | Housatonic River | 22 | NR | 2 | IPP Non-CHP | N |  | N |  | Y | 00-35-000 | N | X |  | Connecticut Light & Power Co | 4176 | CT | 115 |  |  | N |  | IROQUOIS GAS TRANSMISSION SYS LP |  |  |  | N | X
22380 | NRG Montville Operations Inc | 546 | Montville Station | 74 Lathrop Road | Uncasvlle | CT | 6382 | New London | 41.4281 | -72.1019 | NPCC | ISNE | ISO New England Inc. | Thames River | 22 | NR | 2 | IPP Non-CHP | N |  | N |  | Y | 00-37-000 | N | X |  | Connecticut Light & Power Co | 4176 | CT | 115 |  |  | N | YANKEE GAS SVC CO |  |  |  |  | N
58185 | FirstLight Power Resources, Inc. - MA | 547 | Northfield Mountain | 99 Millers Falls Road | Northfield | MA | 1360 | Franklin | 42.6107 | -72.4716 | NPCC | ISNE | ISO New England Inc. | Connecticut River | 22 | NR | 2 | IPP Non-CHP | N |  | N |  | Y | 00-94-000 | N | X |  | Western Massachusetts Electric Company | 20455 | MA | 345 |  |  | Y | [5 empty] | X | X
20169 | Avista Corp | 550 | Kettle Falls Generating Station | 1151 Hyw. 395 N. | Kettle Falls | WA | 99141 | Stevens | 48.6203 | -118.1111 | WECC | AVA | Avista Corporation | Wells | 22 | RE | 1 | Electric Utility | N |  | N |  | N |  | N | X |  | Avista Corp | 20169 | WA | 115 |  |  | N |  | TRANSCANADA - GAS TRANSMISSION NW |  |  |  | N | X
54895 | FirstLight Power Resources Services LLC | 551 | Scotland Dam | 695 Jerusalem Road | Windham | CT | 6280 | Windham | 41.6651 | -72.1221 | NPCC | ISNE | ISO New England Inc. | Shetucket | 22 | NR | 2 | IPP Non-CHP | N |  | N |  | Y | 00-94-000 | N | X |  | Connecticut Light & Power Co | 4176 | CT | 23 |  |  | N | [5 empty] | X | X
54895 | FirstLight Power Resources Services LLC | 552 | Shepaug | 2225 River Road | Southbury | CT | 6488 | New Haven | 41.4484 | -73.2953 | NPCC | ISNE | ISO New England Inc. | Housatonic River | 22 | NR | 2 | IPP Non-CHP | N |  | N |  | Y | 00-94-000 | N | X |  | Connecticut Light & Power Co | 4176 | CT | 69 |  |  | N | [5 empty] | X | X
54895 | FirstLight Power Resources Services LLC | 553 | Stevenson | 1 Roosevelt Drive | Monroe | CT | 6468 | Fairfield | 41.3833 | -73.1714 | NPCC | ISNE | ISO New England Inc. | Housatonic River | 22 | NR | 2 | IPP Non-CHP | N |  | N |  | Y | 00-94-000 | N | X |  | Connecticut Light & Power Co | 4176 | CT | 115 |  |  | N | [5 empty] | X | X
54895 | FirstLight Power Resources Services LLC | 554 | Taftville | 607 Norwich Avenue | Taftville | CT | 6380 | New London | 41.5725 | -72.0458 | NPCC | ISNE | ISO New England Inc. | Shetucket | 22 | NR | 2 | IPP Non-CHP | N |  | N |  | Y | 00-94-000 | N | X |  | Connecticut Light & Power Co | 4176 | CT | 23 |  |  | N | [5 empty] | X | X
54895 | FirstLight Power Resources Services LLC | 557 | Tunnel | 72 Roosevelt Drive | Preston | CT | 6365 | New London | 41.5554 | -72.0418 | NPCC | ISNE | ISO New England Inc. | Quinebaug | 22 | NR | 2 | IPP Non-CHP | N |  | N |  | Y | 00-94-000 | N | X |  | Connecticut Light & Power Co | 4176 | CT | 23 |  |  | N | [5 empty] | X | X
6207 | Farmington River Power Company | 559 | Rainbow (CT) | 347 Rainbow Road | Windsor | CT | 6095 | Hartford | 41.9153 | -72.6936 | NPCC | ISNE | ISO New England Inc. | Farmington River | 22 | RE | 1 | Electric Utility | N |  | N |  | N |  | N | X |  | Connecticut Light & Power Co | 4176 | CT | 27.6 |  |  | N
54895 | FirstLight Power Resources Services LLC | 560 | Falls Village | 35 Water Street | Falls Village | CT | 6031 | Litchfield | 41.9573 | -73.3693 | NPCC | ISNE | ISO New England Inc. | Housatonic River | 22 | NR | 2 | IPP Non-CHP | N |  | N |  | Y | 00-94-000 | N | X |  | Connecticut Light & Power Co | 4176 | CT | 69 |  |  | N | [5 empty] | X | X
22379 | Connecticut Jet Power LLC | 561 | Franklin Drive | Franklin Drive | Torrington | CT | 6790 | Litchfield | 41.7989 | -73.1163 | NPCC | ISNE | ISO New England Inc. |  | 22 | NR | 2 | IPP Non-CHP | N |  | N |  | Y | 00-36-000 |  | X |  | Connecticut Light & Power Co | 4176 | CT | 115 |  |  | N | [5 empty] | N | N
12490 | Middletown Power LLC | 562 | Middletown | 1866 River Road | Middletown | CT | 6457 | Middlesex | 41.5549 | -72.5791 | NPCC | ISNE | ISO New England Inc. | Connecticut River | 22 | NR | 2 | IPP Non-CHP | N |  | N |  | Y | 00-34-000 | N | X |  | Connecticut Light & Power Co | 4176 | CT | 345 | 115 |  | N |  | Algonquin Gas Transmission Company |  |  |  | N
4426 | NAES Corp | 563 | South Meadow | Reserve Road Gate 40 | Hartford | CT | 6162 | Hartford | 41.7495 | -72.6524 | NPCC | ISNE | ISO New England Inc. | Connecticut River | 22 | NR | 2 | IPP Non-CHP | N |  | N |  | N |  | N | X |  | Connecticut Light & Power Co | 4176 | CT | 115 |  |  | N
14610 | Orlando Utilities Comm | 564 | Stanton Energy Center | 5100 S. Alafaya Trail | Orlando | FL | 32831 | Orange | 28.4822 | -81.1678 | FRCC | FMPP | Florida Municipal Power Pool | Eastern Water Reclaimation Fac | 22 | RE | 1 | Electric Utility | N |  | N |  | N |  | N | X |  | Orlando Utilities Comm | 14610 | FL | 230 |  |  | N |  | FLORIDA GAS TRANSMISSION COMPANY |  |  |  | N | X
22379 | Connecticut Jet Power LLC | 565 | Torrington Terminal | South Main St | Torrington | CT | 6790 | Litchfield | 41.7761 | -73.1209 | NPCC | ISNE | ISO New England Inc. |  | 22 | NR | 2 | IPP Non-CHP | N |  | N |  | Y | 00-36-000 |  | X |  | Connecticut Light & Power Co | 4176 | CT | 115 |  |  | N | [5 empty] | N | N
5221 | Dominion Nuclear Conn Inc | 566 | Millstone | Route 156 Rope Ferry Road | Waterford | CT | 6385 | New London | 41.3107 | -72.1677 | NPCC | ISNE | ISO New England Inc. | Long Island Sound | 22 | NR | 2 | IPP Non-CHP | N |  | N |  | N |  | N | X |  | Connecticut Light & Power Co | 4176 | CT | 345 |  |  | N
15452 | PSEG Power Connecticut LLC | 568 | Bridgeport Station | 1 Atlantic Street | Bridgeport | CT | 6604 | Fairfield | 41.1706 | -73.1844 | NPCC | ISNE | ISO New England Inc. | Bridgeport Harbor | 22 | NR | 2 | IPP Non-CHP | N |  | N |  | Y | 03-25-000 | N | X |  | United Illuminating Co | 19497 | CT | 120 |  |  | N
3249 | Central Hudson Gas & Elec Corp | 579 | Central Hudson High Falls | Route 213 | High Falls | NY | 12440 | Ulster | 41.8288 | -74.1319 | NPCC | NYIS | New York Independent System Operator | Rondout Creek | 22 | RE | 1 | Electric Utility | N |  | N |  | N |  |  | X |  | Central Hudson Gas & Elec Corp | 3249 | NY | 69 |  |  | N
13831 | City of Norwich - (CT) | 581 | North Main Street | 125 North Main Street | Norwich | CT | 6360 | New London | 41.5268 | -72.0649 | NPCC | ISNE | ISO New England Inc. |  | 22 | RE | 1 | Electric Utility | N |  | N |  | N |  | N | X |  | City of Norwich - (CT) | 13831 | CT | 13.8 |  |  | N | [5 empty] | N | N
13831 | City of Norwich - (CT) | 583 | Tenth Street | 10th Street | Norwich | CT | 6360 | New London | 41.539 | -72.0509 | NPCC | ISNE | ISO New England Inc. | Shetucket River | 22 | RE | 1 | Electric Utility | N |  | N |  | N |  | N | X |  | City of Norwich - (CT) | 13831 | CT | 4.8 |  |  | N | [5 empty] | N | N
6204 | City of Farmington - (NM) | 584 | Navajo Dam | Reservoir Outlet | Farmington | NM | 87401 | San Juan | 36.8061 | -107.6131 | WECC | WACM | Western Area Power Administration - Rocky Mountain Region | San Juan River | 22 | RE | 1 | Electric Utility | N |  | N |  | N |  | N | X |  | City of Farmington - (NM) | 6204 | NM | 115 |  |  | N | [5 empty] | N | X
9216 | Imperial Irrigation District | 585 | Drop 1 | Interstate 8 | Holtville | CA | 92250 | Imperial | 32.7116 | -114.9427 | WECC | IID | Imperial Irrigation District | Well & Canal Filtered | 22 | RE | 1 | Electric Utility | N |  | N |  | N |  | N | X |  | Imperial Irrigation District | 9216 | CA | 35 |  |  | N
9216 | Imperial Irrigation District | 586 | East Highline | 2898 Highway 98 | Holtville | CA | 92250 | Imperial | 32.6995 | -115.2824 | WECC | IID | Imperial Irrigation District | Canal Filtered | 22 | RE | 1 | Electric Utility | N |  | N |  | N |  | N | X |  | Imperial Irrigation District | 9216 | CA | 35 |  |  | N
2548 | City of Burlington Electric - (VT) | 589 | J C McNeil | 111 Intervale Road | Burlington | VT | 5401 | Chittenden | 44.4917 | -73.2081 | NPCC | ISNE | ISO New England Inc. | Wells | 22 | RE | 1 | Electric Utility | N |  | N |  | N |  | N | X |  | Green Mountain Power Corp | 7601 | VT | 34.5 |  |  | N |  | VERMONT GAS SYSTEMS INC |  |  |  | N | N
56609 | Calpine Mid-Atlantic Generation LLC | 591 | Christiana | Christiana Ave & Lobdell St | Wilmington | DE | 19801 | New Castle | 39.7302 | -75.5371 | RFC | PJM | PJM Interconnection, LLC |  | 22 | NR | 2 | IPP Non-CHP | N |  | N |  | Y | 03-84 | N | X |  | Delmarva Power | 5027 | DE | 12.5 |  |  | N | [5 empty] | N | N
56609 | Calpine Mid-Atlantic Generation LLC | 592 | Delaware City 10 | Rt 9 & River Road | Delaware City | DE | 19706 | New Castle | 39.6004 | -75.6268 | RFC | PJM | PJM Interconnection, LLC |  | 22 | NR | 2 | IPP Non-CHP | N |  | N |  | Y | 03-84 |  | X |  | Delmarva Power | 5027 | DE | 13.8 |  |  | N | [5 empty] | N | N
56609 | Calpine Mid-Atlantic Generation LLC | 593 | Edge Moor | 200 Hay Road | Wilmington | DE | 19809 | New Castle | 39.7389 | -75.5038 | RFC | PJM | PJM Interconnection, LLC | Delaware River | 22 | NR | 2 | IPP Non-CHP | N |  | N |  | Y | 03-84 | N | X |  | Delmarva Power | 5027 | DE | 230 | 138 | 69 | N | DELMARVA POWER AND LIGHT CO |  |  |  |  | N | N
9332 | Indian River Operations Inc | 594 | Indian River Generating Station | 29416 Power Plant Road | Dagsboro | DE | 19939 | Sussex | 38.5857 | -75.2341 | RFC | PJM | PJM Interconnection, LLC | Indian River | 22 | NR | 2 | IPP Non-CHP | N |  | N |  | Y | 00-2807-000 | N | X |  | Delmarva Power | 5027 | DE | 69 | 138 | 230 | N
56609 | Calpine Mid-Atlantic Generation LLC | 597 | West Station (DE) | Route 41 | Wilmington | DE | 19808 | New Castle | 39.7283 | -75.6289 | RFC | PJM | PJM Interconnection, LLC |  | 22 | NR | 2 | IPP Non-CHP | N |  | N |  | Y | 03-84 |  | X |  | Delmarva Power | 5027 | DE | 12 |  |  | N | [5 empty] | N | N
54899 | NAES Corporation - (DE) | 599 | McKee Run | 880 Buttner Place | Dover | DE | 19904 | Kent | 39.1762 | -75.5466 | RFC | PJM | PJM Interconnection, LLC | Municipality | 22 | NR | 2 | IPP Non-CHP | N |  | N |  | N |  | N | X |  | City of Dover - (DE) | 5335 | DE | 230 |  |  | N |  | EASTERN SHORE NATURAL GAS CO |  |  |  | N | X
60421 | Brandon Shores LLC | 602 | Brandon Shores | 1000 Brandon Shores Rd | Baltimore | MD | 21226 | Anne Arundel | 39.18 | -76.5389 | RFC | PJM | PJM Interconnection, LLC | Patapsco River | 22 | NR | 2 | IPP Non-CHP | N |  | N |  | Y | 00-179-000 | N | X |  | Baltimore Gas & Electric Co | 1167 | MD | 230 |  |  | N | [5 empty] | X | X
15500 | Puget Sound Energy Inc | 607 | Fredonia | 13085 Ball Road | Mt Vernon | WA | 98233 | Skagit | 48.4558 | -122.4358 | WECC | PSEI | Puget Sound Energy | Skagit PUD | 22 | RE | 1 | Electric Utility | N |  | N |  | N |  | N | X |  | Puget Sound Energy Inc | 15500 | WA | 230 | 115 | 115 | N | CASCADE NAT GAS CORP |  |  |  |  | N
6452 | Florida Power & Light Co | 609 | Cape Canaveral | 6000 North US Hwy 1 | Cocoa | FL | 32927 | Brevard | 28.4698 | -80.7644 | FRCC | FPL | Florida Power & Light Company | Indian River | 22 | RE | 1 | Electric Utility | N |  | N |  | N |  |  | X |  | Florida Power & Light Co | 6452 | FL | 230 |  |  | N |  | FLORIDA GAS TRANSMISSION COMPANY |  |  |  | N
6452 | Florida Power & Light Co | 610 | Cutler | 14925 SW 67th Ave | Miami | FL | 33158 | Miami Dade | 25.6321 | -80.2989 | FRCC | FPL | Florida Power & Light Company | Biscayne Bay | 22 | RE | 1 | Electric Utility | N |  | N |  | N |  |  | X |  | Florida Power & Light Co | 6452 | FL | 230
6452 | Florida Power & Light Co | 612 | Fort Myers | 10650 State Rd 80 | Ft. Myers | FL | 33902 | Lee | 26.6967 | -81.7831 | FRCC | FPL | Florida Power & Light Company | Caloosahatchee River | 22 | RE | 1 | Electric Utility | N |  | N |  | N |  |  | X |  | Florida Power & Light Co | 6452 | FL | 230 |  |  | N |  | FLORIDA GAS TRANSMISSION COMPANY |  |  |  | N
6452 | Florida Power & Light Co | 613 | Lauderdale | 4300 SW 42nd Avenue | Ft. Lauderdale | FL | 33314 | Broward | 26.0686 | -80.1984 | FRCC | FPL | Florida Power & Light Company | Dania Cut-Off Canal | 22 | RE | 1 | Electric Utility | N |  | N |  | N |  |  | X |  | Florida Power & Light Co | 6452 | FL | 230 |  |  | N |  | FLORIDA GAS TRANSMISSION COMPANY |  |  |  | N
6452 | Florida Power & Light Co | 617 | Port Everglades | 8100 Eisenhower Blvd | Ft. Lauderdale | FL | 33316 | Broward | 26.0856 | -80.1253 | FRCC | FPL | Florida Power & Light Company | Intracoastal Waterway | 22 | RE | 1 | Electric Utility | N |  | N |  | N |  |  | X |  | Florida Power & Light Co | 6452 | FL | 230 |  |  | N |  | FLORIDA GAS TRANSMISSION COMPANY |  |  |  | N
6452 | Florida Power & Light Co | 619 | Riviera | 200-300 Broadway | Riviera Beach | FL | 33404 | Palm Beach | 26.7653 | -80.0525 | FRCC | FPL | Florida Power & Light Company | Lake Worth | 22 | RE | 1 | Electric Utility | N |  | N |  | N |  |  | X |  | Florida Power & Light Co | 6452 | FL | 230 |  |  | N |  | FLORIDA GAS TRANSMISSION COMPANY |  |  |  | N
6452 | Florida Power & Light Co | 620 | Sanford | 950 S Hwy 17-92 | DeBary | FL | 32713 | Volusia | 28.8419 | -81.3256 | FRCC | FPL | Florida Power & Light Company | St. Johns River | 22 | RE | 1 | Electric Utility | N |  | N |  | N |  |  | X |  | Florida Power & Light Co | 6452 | FL | 230 |  |  | N |  | FLORIDA GAS TRANSMISSION COMPANY |  |  |  | N
6452 | Florida Power & Light Co | 621 | Turkey Point | 9700 SW 344th Street | Homestead | FL | 33035 | Miami Dade | 25.4356 | -80.3308 | FRCC | FPL | Florida Power & Light Company | Biscayne Bay | 22 | RE | 1 | Electric Utility | N |  | N |  | N |  |  | X |  | Florida Power & Light Co | 6452 | FL | 230 |  |  | N |  | FLORIDA GAS TRANSMISSION COMPANY |  |  |  | N
16868 | City of Seattle - (WA) | 622 | South Fork Tolt | 20030 Cedar Falls Road S.E. | North Bend | WA | 98045 | King | 47.6992 | -121.7833 | WECC | SCL | Seattle City Light | South Fork Tolt River | 22 | RE | 1 | Electric Utility | N |  | N |  | N |  | N | X |  | City of Seattle - (WA) | 16868 | WA | 115 |  |  | N | [5 empty] | X | X
6455 | Duke Energy Florida, LLC | 624 | Avon Park | 1415 South Highlands Avenue | Avon Park | FL | 33829 | Highlands | 27.5794 | -81.4928 | FRCC | FPC | Progress Energy Florida | Lake Lotilla | 22 | RE | 1 | Electric Utility | N |  | N |  | N |  | N | X |  | Duke Energy Florida, Inc | 6455 | FL | 69 |  |  | N |  | FLORIDA GAS TRANSMISSION COMPANY |  |  |  | N | N
13511 | New York State Elec & Gas Corp | 625 | Upper Mechanicville | 40 Hudson Avenue | Town of Stillwater | NY | 12170 | Saratoga | 42.9126 | -73.6805 | NPCC | NYIS | New York Independent System Operator | Hudson River | 22 | RE | 1 | Electric Utility | N |  | N |  | N |  | N | X |  | New York State Elec & Gas Corp | 13511 | NY | 34 |  |  | N | [5 empty] | X | X
14328 | Pacific Gas & Electric Co | 626 | Oak Flat | 1000 Caribou Road | Belden | CA | 95956 | Plumas | 40.0753 | -121.1614 | WECC | CISO | California Independent System Operator | North Fork Feather River | 22 | RE | 1 | Electric Utility | N |  | N |  | N |  |  | X |  | Pacific Gas & Electric Co | 14328 | CA | 21 |  |  | N
6455 | Duke Energy Florida, LLC | 627 | Bayboro | 263 13th Avenue South | St. Petersburg | FL | 33701 | Pinellas | 27.7581 | -82.6353 | FRCC | FPC | Progress Energy Florida |  | 22 | RE | 1 | Electric Utility | N |  | N |  | N |  | N | X |  | Duke Energy Florida, Inc | 6455 | FL | 115 |  |  | N | [5 empty] | X | X
6455 | Duke Energy Florida, LLC | 628 | Crystal River | 15760 West Powerline Street | Crystal River | FL | 34428 | Citrus | 28.9656 | -82.6977 | FRCC | FPC | Progress Energy Florida | Gulf of Mexico | 22 | RE | 1 | Electric Utility | N |  | N |  | N |  | Y | N | OP | Duke Energy Florida, Inc | 6455 | FL | 500 |  |  | N | [5 empty] | X | X
6455 | Duke Energy Florida, LLC | 629 | G E Turner | 201 DeBary Avenue | Enterprise | FL | 32725 | Volusia | 28.8696 | -81.274 | FRCC | FPC | Progress Energy Florida | Lake Monroe | 22 | RE | 1 | Electric Utility | N |  | N |  | N |  | N | X |  | Duke Energy Florida, Inc | 6455 | FL | 115 |  |  | N | [5 empty] | X | X
6455 | Duke Energy Florida, LLC | 630 | Higgins | 998 East Shore Drive | Oldsmar | FL | 34677 | Pinellas | 28.0033 | -82.6615 | FRCC | FPC | Progress Energy Florida | Tampa Bay | 22 | RE | 1 | Electric Utility | N |  | N |  | N |  | N | X |  | Duke Energy Florida, Inc | 6455 | FL | 115 |  |  | N |  | FLORIDA GAS TRANSMISSION COMPANY |  |  |  | N | N
14328 | Pacific Gas & Electric Co | 632 | Newcastle | Newcastle- Rocklin Road | Auburn | CA | 95603 | Placer | 38.8352 | -121.093 | WECC | CISO | California Independent System Operator | South Canal | 22 | RE | 1 | Electric Utility | N |  | N |  | N |  |  | X |  | Pacific Gas & Electric Co | 14328 | CA | 115 |  |  | N
6455 | Duke Energy Florida, LLC | 634 | P L Bartow | 1601 Weedon Island Drive | St. Petersburg | FL | 33702 | Pinellas | 27.8595 | -82.6018 | FRCC | FPC | Progress Energy Florida | Tampa Bay | 22 | RE | 1 | Electric Utility | N |  | N |  | N |  | N | X |  | Duke Energy Florida, Inc | 6455 | FL | 230 |  |  | N |  | FLORIDA GAS TRANSMISSION COMPANY |  |  |  | N | N
6455 | Duke Energy Florida, LLC | 637 | Rio Pinar | 100 Econlockhatchee Trail | Rio Pinar | FL | 32807 | Orange | 28.5415 | -81.2541 | FRCC | FPC | Progress Energy Florida |  | 22 | RE | 1 | Electric Utility | N |  | N |  | N |  | N | X |  | Duke Energy Florida, Inc | 6455 | FL | 69 |  |  | N | [5 empty] | X | X
6455 | Duke Energy Florida, LLC | 638 | Suwannee River | 4037 River Road | Live Oak | FL | 32060 | Suwannee | 30.3764 | -83.1806 | FRCC | FPC | Progress Energy Florida | Suwannee River | 22 | RE | 1 | Electric Utility | N |  | N |  | N |  | N | X |  | Duke Energy Florida, Inc | 6455 | FL | 230 |  |  | N |  | FLORIDA GAS TRANSMISSION COMPANY |  |  |  | N | N
7801 | Gulf Power Co | 641 | Crist | 11999 Pate Street | Pensacola | FL | 32514 | Escambia | 30.5661 | -87.2244 | SERC | SOCO | Southern Company Services, Inc. - Trans | Escambia River | 22 | RE | 1 | Electric Utility | N |  | N |  | N |  | Y | N | OP | Gulf Power Co | 7801 | FL | 230 |  |  | N |  | GULF SOUTH PIPELINE COMPANY LP |  |  |  | N | X
7801 | Gulf Power Co | 642 | Scholz | 1460 Gulf Power Road | Sneeds | FL | 32460 | Jackson | 30.6692 | -84.8869 | SERC | SOCO | Southern Company Services, Inc. - Trans | Apalachicola River | 22 | RE | 1 | Electric Utility | N |  | N |  | N |  | Y | N | OS | Gulf Power Co | 7801 | FL | 115 |  |  | N | [5 empty] | N | X
7801 | Gulf Power Co | 643 | Lansing Smith | 4300 Highway 2300 | Southport | FL | 32409 | Bay | 30.2686 | -85.7003 | SERC | SOCO | Southern Company Services, Inc. - Trans | North Bay | 22 | RE | 1 | Electric Utility | N |  | N |  | N |  | Y | Y | OP | Gulf Power Co | 7801 | FL | 230 |  |  | N |  | FLORIDA GAS TRANSMISSION COMPANY |  |  |  | N | X
18454 | Tampa Electric Co | 645 | Big Bend | 13031 Wyandotte Road | Apollo Beach | FL | 33572 | Hillsborough | 27.7944 | -82.4036 | FRCC | TEC | Tampa Electric Company | Tampa Bay | 22 | RE | 1 | Electric Utility | N |  | N |  | N |  | Y | Y | OP | Tampa Electric Co | 18454 | FL | 230 |  |  | N |  | FLORIDA GAS TRANSMISSION COMPANY | GULFSTREAM NATURAL GAS SYSTEM LLC |  |  | N
18454 | Tampa Electric Co | 646 | F J Gannon | 3602 Port Sutton Road | Tampa | FL | 33619 | Hillsborough | 27.9072 | -82.4231 | FRCC |  |  | Hillsborough Bay | 22 | RE | 1 | Electric Utility | N |  | N |  | N |  | N | X | [7 empty] | N |  | FLORIDA GAS TRANSMISSION COMPANY | GULFSTREAM NATURAL GAS SYSTEM LLC
18454 | Tampa Electric Co | 647 | Hookers Point | Foot of - Hemlock Street | Tampa | FL | 33619 | Hillsborough | 27.9375 | -82.4444 | FRCC |  |  | Hillsborough Bay | 22 | RE | 1 | Electric Utility | N |  | N |  | N |  |  | X
7140 | Georgia Power Co | 649 | Vogtle | 7821 River Road | Waynesboro | GA | 30830 | Burke | 33.1427 | -81.7625 | SERC | SOCO | Southern Company Services, Inc. - Trans | Savannah River | 22 | RE | 1 | Electric Utility | N |  | N |  | N |  | N | X |  | Georgia Power Co | 7140 | GA | 500 |  |  | N | [5 empty] | X | X
15296 | New York Power Authority | 650 | Kensico | NYPA-Kensico Site | Valhalla | NY | 10595 | Westchester | 41.0851 | -73.7748 | NPCC | NYIS | New York Independent System Operator | Kensico Reservoir | 22 | RE | 1 | Electric Utility | N |  | N |  | N |  | N | X |  | Consolidated Edison Co-NY Inc | 4226 | NY | 13.8 |  |  | N | [5 empty] | N | X
6616 | Fort Pierce Utilities Authority | 658 | Henry D King | 311 N. Indian River Dr | Ft. Pierce | FL | 34950 | St Lucie | 27.4486 | -80.3386 | FRCC | FMPP | Florida Municipal Power Pool | Municipality | 22 | RE | 1 | Electric Utility | N |  | N |  | N |  | N | X |  | Fort Pierce Utilities Auth | 6616 | FL | 69
6909 | Gainesville Regional Utilities | 663 | Deerhaven Generating Station | 10001 NW 13th Street | Gainesville | FL | 32606 | Alachua | 29.7592 | -82.3878 | FRCC | GVL | Gainesville Regional Utilities | Wells in Floridan Aquifer | 22 | RE | 1 | Electric Utility | N |  | N |  | N |  | Y | Y | OP | Gainesville Regional Utilities | 6909 | FL | 138 |  |  | N | GAINESVILLE REGIONAL UTILITIES | FLORIDA GAS TRANSMISSION COMPANY |  |  |  | N | X
6909 | Gainesville Regional Utilities | 664 | John R Kelly | 515 SE 5 Ave | Gainesville | FL | 32601 | Alachua | 29.6461 | -82.3208 | FRCC | GVL | Gainesville Regional Utilities | Wells | 22 | RE | 1 | Electric Utility | N |  | N |  | N |  | N | X |  | Gainesville Regional Utilities | 6909 | FL | 138 | 12.47 |  | N | GAINESVILLE REGIONAL UTILITIES | FLORIDA GAS TRANSMISSION COMPANY |  |  |  | N | X
8795 | City of Homestead - (FL) | 665 | G W Ivey | 675 N. Flagler Avenue | Homestead | FL | 33030 | Miami Dade | 25.4756 | -80.47 | FRCC | HST | City of Homestead | Wells | 22 | RE | 1 | Electric Utility | N |  | N |  | N |  | N | X |  | City of Homestead - (FL) | 8795 | FL | 13.2 |  |  | N |  | FLORIDA GAS TRANSMISSION COMPANY |  |  |  | N | N
9617 | JEA | 666 | J D Kennedy | 4215 Talleyrand Ave. | Jacksonville | FL | 32206 | Duval | 30.3648 | -81.626 | FRCC | JEA | JEA |  | 22 | RE | 1 | Electric Utility | N |  | N |  | N |  |  | X |  | JEA | 9617 | FL | 69 | 138 | 26 | N | PEOPLES GAS SYS |  |  |  |  | N | X
9617 | JEA | 667 | Northside Generating Station | 4377 Heckscher Drive | Jacksonville | FL | 32226 | Duval | 30.4172 | -81.5525 | FRCC | JEA | JEA | St. Johns River | 22 | RE | 1 | Electric Utility | N |  | N |  | N |  | Y | Y | OP | JEA | 9617 | FL | 230 | 138 | 27 | N | PEOPLES GAS SYS |  |  |  |  | Y | Y
9617 | JEA | 668 | Southside Generating Station | 801 Colorado Avenue | Jacksonville | FL | 32207 | Duval | 30.3164 | -81.6489 | FRCC |  |  | St. Johns River | 22 | RE | 1 | Electric Utility | N |  | N |  | N |  |  | X
10376 | Kissimmee Utility Authority | 672 | Hansel | 102 Lakeshore Blvd. | Kissimmee | FL | 34741 | Osceola | 28.2894 | -81.4079 | FRCC | FMPP | Florida Municipal Power Pool | Municipality | 22 | RE | 1 | Electric Utility | N |  | N |  | N |  | N | X |  | Kissimmee Utility Authority | 10376 | FL | 69 |  |  | N | [5 empty] | N | N
10620 | City of Lake Worth - (FL) | 673 | Tom G Smith | 117 College Avenue | Lake Worth | FL | 33460 | Palm Beach | 26.6128 | -80.0677 | FRCC | FMPP | Florida Municipal Power Pool | Municipality | 22 | RE | 1 | Electric Utility | N |  | N |  | N |  | N | X |  | City of Lake Worth - (FL) | 10620 | FL | 138 |  |  | N |  | FLORIDA GAS TRANSMISSION COMPANY |  |  |  | N | X
2518 | U S Bureau of Reclamation | 674 | Pilot Butte | n/a | Morton | WY | 82644 | Fremont | 43.219 | -108.7877 | WECC | WAUW | Western Area Power Administration UGP West | Wyoming Canal - Wind River | 22 | RE | 1 | Electric Utility | N |  | N |  | N |  |  | X |  | WAPA-- Western Area Power Administration | 27000 | WY | 34.5 |  |  | N
10623 | City of Lakeland - (FL) | 675 | Larsen Memorial | 2002 E. Rd 92 | Lakeland | FL | 33801 | Polk | 28.0797 | -81.9228 | FRCC | FMPP | Florida Municipal Power Pool | Lake Parker | 22 | RE | 1 | Electric Utility | N |  | N |  | N |  | N | X |  | City of Lakeland - (FL) | 10623 | FL | 69 |  |  | N |  | FLORIDA GAS TRANSMISSION COMPANY | GULFSTREAM NATURAL GAS SYSTEM LLC |  |  | N | X
10623 | City of Lakeland - (FL) | 676 | C D McIntosh Jr | 3030 E. Lake Parker Dr | Lakeland | FL | 33801 | Polk | 28.0801 | -81.9229 | FRCC | FMPP | Florida Municipal Power Pool | Municipality | 22 | RE | 1 | Electric Utility | N |  | N |  | N |  | N | X |  | City of Lakeland - (FL) | 10623 | FL | 230 | 69 |  | N |  | FLORIDA GAS TRANSMISSION COMPANY | GULFSTREAM NATURAL GAS SYSTEM LLC |  |  | N | X
12989 | Village of Morrisville - (VT) | 678 | W K Sanders | 1740 Green River Dam Road | Hyde Park | VT | 5655 | Lamoille | 44.6253 | -72.5309 | NPCC | ISNE | ISO New England Inc. | Green River Reservoir | 22 | RE | 1 | Electric Utility | N |  | N |  | N |  | N | X |  | Village of Morrisville - (VT) | 12989 | VT | 34.5 |  |  | N
56152 | New Smyrna Beach Utilities Commission | 679 | Smith Street | 305 Smith Street | New Smyrna Beach | FL | 32168 | Volusia | 29.0219 | -80.9644 | FRCC | NSB | New Smyrna Beach, Utilities Commission of | Municipality | 22 | RE | 1 | Electric Utility | N |  | N |  | N |  |  | X |  |  |  |  | 23
56152 | New Smyrna Beach Utilities Commission | 681 | W E Swoope | 2495 N Dixie Freeway | New Smyrna Beach | FL | 32168 | Volusia | 29.0219 | -80.9644 | FRCC | NSB | New Smyrna Beach, Utilities Commission of | Municipality | 22 | RE | 1 | Electric Utility | N |  | N |  | N |  |  | X |  |  |  |  | 23
14328 | Pacific Gas & Electric Co | 682 | Kerckhoff 2 | Smally Road | Auberry | CA | 93602 | Fresno | 37.0718 | -119.558 | WECC | CISO | California Independent System Operator | San Joaquin River | 22 | RE | 1 | Electric Utility | N |  | N |  | N |  |  | X |  | Pacific Gas & Electric Co | 14328 | CA | 115 |  |  | N
14610 | Orlando Utilities Comm | 683 | Indian River Plant | 7800 South US Hwy | Titusville | FL | 32780 | Brevard | 28.4932 | -80.7801 | FRCC | FMPP | Florida Municipal Power Pool | Indian River | 22 | RE | 1 | Electric Utility | N |  | N |  | N |  | N | X |  | Orlando Utilities Comm | 14610 | FL | 230 |  |  | N |  | FLORIDA GAS TRANSMISSION COMPANY |  |  |  | N | X
14610 | Orlando Utilities Comm | 685 | St Cloud | 1718 10th Street | St. Cloud | FL | 34769 | Osceola | 28.2447 | -81.2881 | FRCC | FMPP | Florida Municipal Power Pool | Municipality | 22 | RE | 1 | Electric Utility | N |  | N |  | N |  | N | X |  | Orlando Utilities Comm | 14610 | FL | 230 |  |  | N |  | FLORIDA GAS TRANSMISSION COMPANY |  |  |  | N | X
18445 | City of Tallahassee - (FL) | 688 | Arvah B Hopkins | 1125 Geddie Road | Tallahassee | FL | 32304 | Leon | 30.4522 | -84.4 | FRCC | TAL | City of Tallahassee | Wells | 22 | RE | 1 | Electric Utility | N |  | N |  | N |  | N | X |  | City of Tallahassee - (FL) | 18445 | FL | 230 | 115 |  | N |  | FLORIDA GAS TRANSMISSION COMPANY |  |  |  | N | X
18445 | City of Tallahassee - (FL) | 689 | S O Purdom | Hwy 363 | St Marks | FL | 32355 | Wakulla | 30.1623 | -84.2007 | FRCC | TAL | City of Tallahassee | St. Marks River | 22 | RE | 1 | Electric Utility | N |  | N |  | N |  | N | X |  | Connexus Energy | 689 | MN | 115 | 69 |  | N |  | FLORIDA GAS TRANSMISSION COMPANY |  |  |  | N | X
27813 | USCE-Mobile District | 690 | J Woodruff | 1 Dam Access RD | Chattahoochee | FL | 32324 | Gadsden | 30.7086 | -84.8639 | FRCC | FPL | Florida Power & Light Company | Lake Seminole Reservoir | 22 | RE | 1 | Electric Utility | N |  | N |  | N |  | N | X |  | Florida Power & Light Co | 6452 | FL | 115 |  |  | N
56990 | NJR Clean Energy Ventures Corporation | 692 | Medicine Bow | 475 Carbon Co. Rd. 3 | Medicine Bow | WY | 82329 | Carbon | 41.8353 | -106.2428 | WECC | WAUW | Western Area Power Administration UGP West |  | 22 | RE | 1 | Electric Utility | N |  | Y | 14-162-000 | N |  | N | X |  | WAPA-- Western Area Power Administration | 27000 | WY | 245 |  |  | N
6443 | Florida Keys El Coop Assn, Inc | 696 | Marathon Generating Plant | 3421 Overseas Highway | Marathon | FL | 33050 | Monroe | 24.7108 | -81.0927 | FRCC | FPL | Florida Power & Light Company | Boot Key Harbor | 22 | RE | 1 | Electric Utility | N |  | N |  | N |  | N | X |  | Florida Keys El Coop Assn, Inc | 6443 | FL | 25 |  |  | N | [5 empty] | N | N
19150 | Trenton Municipal Utilities - (MO) | 698 | Trenton North | 921 Industrial Drive | Trenton | MO | 64683 | Grundy | 40.0786 | -93.635 | SERC | SWPP | Southwest Power Pool |  | 22 | RE | 1 | Electric Utility | N |  | N |  | N |  |  | X |  | Trenton Municipal Utilities - (MO) | 19150 | MO | 13.2 |  |  | N
7140 | Georgia Power Co | 699 | Arkwright | Route 12 Arkwright Road | Macon | GA | 31208 | Bibb | 32.9269 | -83.6994 | SERC |  |  | Ocmulgee River | 22 | RE | 1 | Electric Utility | N |  | N |  | N |  | N | X
7140 | Georgia Power Co | 700 | Atkinson | 5551 South Cobb Drive | Smyrna | GA | 30080 | Cobb | 33.8175 | -84.4803 | SERC |  |  | Chattahoochee River | 22 | RE | 1 | Electric Utility | N |  | N |  | N |  |  | X
7140 | Georgia Power Co | 701 | Barnett Shoals | Barnett Shoals Road | Watkinsville | GA | 31024 | Oconee | 33.8395 | -83.3097 | SERC | SOCO | Southern Company Services, Inc. - Trans | Oconee River | 22 | RE | 1 | Electric Utility | N |  | N |  | N |  |  | X |  | Georgia Power Co | 7140 | GA | 12
7140 | Georgia Power Co | 702 | Bartletts Ferry | 61 Lee Road 335 | Salem | AL | 36874 | Lee | 32.662 | -85.0916 | SERC | SOCO | Southern Company Services, Inc. - Trans | Chattahoochee River | 22 | RE | 1 | Electric Utility | N |  | N |  | N |  | N | X |  | Georgia Power Co | 7140 | GA | 115 |  |  | N | [5 empty] | X | X
7140 | Georgia Power Co | 703 | Bowen | 317 Covered Bridge Road, SW | Cartersville | GA | 30120 | Bartow | 34.1256 | -84.9222 | SERC | SOCO | Southern Company Services, Inc. - Trans | Etowah River | 22 | RE | 1 | Electric Utility | N |  | N |  | N |  | Y | N | OP | Georgia Power Co | 7140 | GA | 500 | 230 |  | N | [5 empty] | X | X
7140 | Georgia Power Co | 704 | Burton Dam | 220 Day Lily Lane | Clayton | GA | 30523 | Rabun | 34.7939 | -83.5406 | SERC | SOCO | Southern Company Services, Inc. - Trans | Tallulah River | 22 | RE | 1 | Electric Utility | N |  | N |  | N |  | N | X |  | Georgia Power Co | 7140 | GA | 46 |  |  | N | [5 empty] | X | X
7140 | Georgia Power Co | 706 | Flint River | 1 Georgia Power Road | Albany | GA | 31071 | Dougherty | 31.6028 | -84.1376 | SERC | SOCO | Southern Company Services, Inc. - Trans | Flint River | 22 | RE | 1 | Electric Utility | N |  | N |  | N |  | N | X |  | Georgia Power Co | 7140 | GA | 46 |  |  | N | [5 empty] | X | X
7140 | Georgia Power Co | 707 | Goat Rock | Lee Road 328 | Smiths | AL | 36877 | Lee | 32.6097 | -85.0805 | SERC | SOCO | Southern Company Services, Inc. - Trans | Chattahoochee River | 22 | RE | 1 | Electric Utility | N |  | N |  | N |  | N | X |  | Georgia Power Co | 7140 | GA | 115 |  |  | N | [5 empty] | X | X
7140 | Georgia Power Co | 708 | Hammond | 5963 Alabama Hwy., SW. | Rome | GA | 30129 | Floyd | 34.2528 | -85.3456 | SERC | SOCO | Southern Company Services, Inc. - Trans | Coosa River | 22 | RE | 1 | Electric Utility | N |  | N |  | N |  | Y | N | OP | Georgia Power Co | 7140 | GA | 230 |  |  | N | [5 empty] | X | X
7140 | Georgia Power Co | 709 | Harllee Branch | 1100 Milledgeville Road | Milledgeville | GA | 31061 | Putnam | 33.195 | -83.2983 | SERC | SOCO | Southern Company Services, Inc. - Trans | Lake Sinclair | 22 | RE | 1 | Electric Utility | N |  | N |  | N |  | Y | N | OP | Georgia Power Co | 7140 | GA | 230
7140 | Georgia Power Co | 710 | Jack McDonough | 5551 South Cobb Drive | Smyrna | GA | 30080 | Cobb | 33.8239 | -84.4758 | SERC | SOCO | Southern Company Services, Inc. - Trans | Chattahoochee River | 22 | RE | 1 | Electric Utility | N |  | N |  | N |  | N | X |  | Georgia Power Co | 7140 | GA | 230 |  |  | N | ATLANTA GAS LT CO | SOUTHERN NATURAL GAS COMPANY |  |  |  | N | X
7140 | Georgia Power Co | 711 | Langdale | Hwy 29 | Valley | AL | 36854 | Chambers | 32.8138 | -85.1678 | SERC | SOCO | Southern Company Services, Inc. - Trans | Chattahoochee River | 22 | RE | 1 | Electric Utility | N |  | N |  | N |  | N | X |  | Georgia Power Co | 7140 | GA | 11 |  |  | N | [5 empty] | X | X
7140 | Georgia Power Co | 712 | Lloyd Shoals | 180 Dam Road | Jackson | GA | 31024 | Jasper | 33.3208 | -83.8419 | SERC | SOCO | Southern Company Services, Inc. - Trans | Ocmulgee River | 22 | RE | 1 | Electric Utility | N |  | N |  | N |  | N | X |  | Georgia Power Co | 7140 | GA | 12 |  |  | N | [5 empty] | X | X
14328 | Pacific Gas & Electric Co | 714 | Toadtown | Toadtown Road | Mogalia | CA | 95954 | Butte | 39.8935 | -121.5934 | WECC | CISO | California Independent System Operator | West Branch Feather River | 22 | RE | 1 | Electric Utility | N |  | N |  | N |  |  | X |  | Pacific Gas & Electric Co | 14328 | CA | 12 |  |  | N
7140 | Georgia Power Co | 715 | McManus | One Crispen Island | Brunswick | GA | 31523 | Glynn | 31.2136 | -81.5462 | SERC | SOCO | Southern Company Services, Inc. - Trans | Turtle River | 22 | RE | 1 | Electric Utility | N |  | N |  | N |  | N | X |  | Georgia Power Co | 7140 | GA | 230 |  |  | N | [5 empty] | X | X
7140 | Georgia Power Co | 717 | Morgan Falls | 380 Morgan Falls Road | Dunwoody | GA | 30350 | Fulton | 33.9684 | -84.3827 | SERC | SOCO | Southern Company Services, Inc. - Trans | Chattahoochee River | 22 | RE | 1 | Electric Utility | N |  | N |  | N |  | N | X |  | Georgia Power Co | 7140 | GA | 20 |  |  | N | [5 empty] | X | X
7140 | Georgia Power Co | 718 | Nacoochee | 44 Low Gap Road | Lakemont | GA | 30523 | Rabun | 34.7553 | -83.5011 | SERC | SOCO | Southern Company Services, Inc. - Trans | Tallulah River | 22 | RE | 1 | Electric Utility | N |  | N |  | N |  | N | X |  | Georgia Power Co | 7140 | GA | 46 |  |  | N | [5 empty] | X | X
7140 | Georgia Power Co | 719 | North Highlands | 3800 First Avenue | Columbus | GA | 31904 | Muscogee | 32.4988 | -84.9956 | SERC | SOCO | Southern Company Services, Inc. - Trans | Chattahoochee River | 22 | RE | 1 | Electric Utility | N |  | N |  | N |  | N | X |  | Georgia Power Co | 7140 | GA | 12 |  |  | N | [5 empty] | X | X
7140 | Georgia Power Co | 720 | Oliver Dam | 1000 Municipal Marina Road | Columbus | GA | 31904 | Muscogee | 32.5163 | -84.9969 | SERC | SOCO | Southern Company Services, Inc. - Trans | Chattahoochee River | 22 | RE | 1 | Electric Utility | N |  | N |  | N |  | N | X |  | Georgia Power Co | 7140 | GA | 115 |  |  | N | [5 empty] | X | X
7140 | Georgia Power Co | 722 | Sinclair Dam | Log Cabin Drive | Milledgeville | GA | 31024 | Baldwin | 33.1403 | -83.2028 | SERC | SOCO | Southern Company Services, Inc. - Trans | Oconee River | 22 | RE | 1 | Electric Utility | N |  | N |  | N |  | N | X |  | Georgia Power Co | 7140 | GA | 115 |  |  | N | [5 empty] | X | X
7140 | Georgia Power Co | 723 | Tallulah Falls | 500 Tallulah Plant Road | Tallulah Falls | GA | 30523 | Habersham | 34.7313 | -83.3755 | SERC | SOCO | Southern Company Services, Inc. - Trans | Tallulah River | 22 | RE | 1 | Electric Utility | N |  | N |  | N |  | N | X |  | Georgia Power Co | 7140 | GA | 115 |  |  | N | [5 empty] | X | X
7140 | Georgia Power Co | 724 | Terrora | 201 Y Camp Road | Tallulah Falls | GA | 30523 | Rabun | 34.7504 | -83.4063 | SERC | SOCO | Southern Company Services, Inc. - Trans | Tallulah River | 22 | RE | 1 | Electric Utility | N |  | N |  | N |  | N | X |  | Georgia Power Co | 7140 | GA | 115 |  |  | N | [5 empty] | X | X
7140 | Georgia Power Co | 725 | Tugalo | 5233 Tugalo Plant Road | Tallulah Falls | GA | 30523 | Habersham | 34.7133 | -83.3519 | SERC | SOCO | Southern Company Services, Inc. - Trans | Tugalo River | 22 | RE | 1 | Electric Utility | N |  | N |  | N |  | N | X |  | Georgia Power Co | 7140 | GA | 115 |  |  | N | [5 empty] | X | X
7140 | Georgia Power Co | 727 | Mitchell (GA) | 5200 Radium Springs Road | Albany | GA | 31705 | Dougherty | 31.4447 | -84.1347 | SERC | SOCO | Southern Company Services, Inc. - Trans | Flint River | 22 | RE | 1 | Electric Utility | N |  | N |  | N |  | Y | N | OP | Georgia Power Co | 7140 | GA | 115
7140 | Georgia Power Co | 728 | Yates | 708 Dyer Road | Newnan | GA | 30264 | Coweta | 33.4622 | -84.8986 | SERC | SOCO | Southern Company Services, Inc. - Trans | Chattahoochee River | 22 | RE | 1 | Electric Utility | N |  | N |  | N |  | Y | N | OP | Georgia Power Co | 7140 | GA | 230 |  |  | N |  | TRANSCONTINENTAL GAS PIPELINE |  |  |  | N | X
7140 | Georgia Power Co | 729 | Yonah | Yonah Dam Road | Toccoa | GA | 30523 | Stephens | 34.6815 | -83.3426 | SERC | SOCO | Southern Company Services, Inc. - Trans | Tugalo River | 22 | RE | 1 | Electric Utility | N |  | N |  | N |  | N | X |  | Georgia Power Co | 7140 | GA | 115 |  |  | N | [5 empty] | X | X
7140 | Georgia Power Co | 732 | Boulevard | Staley Avenue | Savannah | GA | 31405 | Chatham | 32.0411 | -81.145 | SERC | SOCO | Southern Company Services, Inc. - Trans |  | 22 | RE | 1 | Electric Utility | N |  | N |  | N |  | N | X |  | Georgia Power Co | 7140 | GA | 115 |  |  | N | ATLANTA GAS LT CO |  |  |  |  | N | X
7140 | Georgia Power Co | 733 | Kraft | Crossgate Road | Port Wentworth | GA | 31405 | Chatham | 32.1486 | -81.1458 | SERC | SOCO | Southern Company Services, Inc. - Trans | Savannah River | 22 | RE | 1 | Electric Utility | N |  | N |  | N |  | Y | N | OP | Georgia Power Co | 7140 | GA | 115 |  |  | N | ATLANTA GAS LT CO |  |  |  |  | N | X
7140 | Georgia Power Co | 734 | Riverside (GA) | River Street and MLK Boulevard | Savannah | GA | 31402 | Chatham | 32.0836 | -81.0956 | SERC |  |  | Savannah River | 22 | RE | 1 | Electric Utility | N |  | N |  | N |  |  | X
17539 | South Carolina Electric&Gas Company | 736 | Stevens Creek | 406 Stevens Creek Road | Martinez | GA | 30907 | Columbia | 33.5626 | -82.0512 | SERC | SCEG | South Carolina Electric & Gas Company | Savannah River | 22 | RE | 1 | Electric Utility | N |  | N |  | N |  | N | X |  | South Carolina Electric&Gas Company | 17539 | SC | 115 |  |  | N | [5 empty] | X | X
12397 | Metropolitan Water District of S CA | 745 | Etiwanda | 8248 Etiwanda Ave | Rancho Cucamonga | CA | 91730 | San Bernardino | 34.1035 | -117.5257 | WECC | CISO | California Independent System Operator | River | 22 | RE | 1 | Electric Utility | N |  | N |  | N |  | N | X |  | Southern California Edison Co | 17609 | CA | 66 |  |  | N
18454 | Tampa Electric Co | 747 | Dinner Lake | 1246 North Ridgewood Dr. | Sebring | FL | 33870 | Highlands | 27.4925 | -81.4358 | FRCC |  |  | Municipality | 22 | RE | 1 | Electric Utility | N |  | N |  | N |  |  | X
18454 | Tampa Electric Co | 748 | Phillips | 7301 Haywood Taylor Blvd | Sebring | FL | 33876 | Highlands | 27.4439 | -81.3633 | FRCC | TEC | Tampa Electric Company | Wells | 22 | RE | 1 | Electric Utility | N |  | N |  | N |  |  | X |  | Tampa Electric Co | 18454 | FL | 69 |  |  |  |  | FLORIDA GAS TRANSMISSION COMPANY | GULFSTREAM NATURAL GAS SYSTEM LLC
16612 | City & County of San Francisco | 751 | Moccasin Low Head Hydro Project | Hwy 120-49 junction | Moccassin | CA | 95347 | Tuolumne | 37.8164 | -120.312 | WECC | CISO | California Independent System Operator | Moccasin Reservoir | 22 | RE | 1 | Electric Utility | N |  | N |  | N |  |  | X |  | Pacific Gas & Electric Co | 14328 | CA | 115 |  |  | N | [5 empty] | X
4538 | Crisp County Power Comm | 752 | Lake Blackshear Project | 961 Power Dam Road | Warwick | GA | 31796 | Worth | 31.8477 | -83.942 | SERC | SOCO | Southern Company Services, Inc. - Trans | Lake Blackshear | 22 | RE | 1 | Electric Utility | N |  | N |  | N |  | Y | N | OP | Crisp County Power Comm | 4538 | GA | 46 |  |  | N
4538 | Crisp County Power Comm | 753 | Crisp Plant | 961 Powerdam Road | Warwick | GA | 31796 | Worth | 31.8447 | -83.9407 | SERC | SOCO | Southern Company Services, Inc. - Trans | Lake Blackshear | 22 | RE | 1 | Electric Utility | N |  | N |  | N |  | Y | N | OP | Crisp County Power Comm | 4538 | GA | 46 |  |  | N | CORDELE NATURAL GAS SYSTEM CITY OF |  |  |  |  | N
19375 | USCE-Savannah District | 754 | Hartwell Lake | 6961 Anderson Highway | Hartwell | GA | 30643 | Hart | 34.3564 | -82.8219 | SERC | SEPA | Southeastern Power Administration | Savannah River | 22 | RE | 1 | Electric Utility | N |  | N |  | N |  | N | X |  | Duke Energy Carolinas, LLC | 5416 | NC | 230 |  |  | N | [5 empty] | N | N
18642 | Tennessee Valley Authority | 757 | Blue Ridge | 524 North River Rd | Blue Ridge | GA | 30513 | Fannin | 34.8839 | -84.2822 | SERC | TVA | Tennessee Valley Authority | Toccoa (Ocoee) River | 22 | RE | 1 | Electric Utility | N |  | N |  | N |  |  | X |  | Tennessee Valley Authority | 18642 | TN | 69 |  |  | N
18642 | Tennessee Valley Authority | 758 | Nottely | Nottely Dam Rd. | Blairsville | GA | 30512 | Union | 34.9592 | -84.0876 | SERC | TVA | Tennessee Valley Authority | Nottely River | 22 | RE | 1 | Electric Utility | N |  | N |  | N |  |  | X |  | Tennessee Valley Authority | 18642 | TN | 69 |  |  | N
27813 | USCE-Mobile District | 759 | Buford | 7000 Powerhouse Road | Buford | GA | 30518 | Forsyth | 34.1623 | -84.0774 | SERC | SOCO | Southern Company Services, Inc. - Trans | Chattahoochee River | 22 | RE | 1 | Electric Utility | N |  | N |  | N |  | N | X |  | Georgia Power Co | 7140 | GA | 115 |  |  | N
27813 | USCE-Mobile District | 760 | Allatoona | 585 Allatoona Dam Road | Cartersville | GA | 30120 | Bartow | 34.1637 | -84.7282 | SERC | SOCO | Southern Company Services, Inc. - Trans | Etowah River | 22 | RE | 1 | Electric Utility | N |  | N |  | N |  | N | X |  | Georgia Power Co | 7140 | GA | 115 |  |  | N
27813 | USCE-Mobile District | 761 | Walter F George | Powerhouse Rd | Ft. Gaines | GA | 36373 | Clay | 31.6245 | -85.0652 | SERC | SOCO | Southern Company Services, Inc. - Trans | Chattahoochee River | 22 | RE | 1 | Electric Utility | N |  | N |  | N |  | N | X |  | Alabama Power Co | 195 | AL | 115 |  |  | N
14077 | Oklahoma Municipal Power Authority | 762 | Ponca | 1420 N. Union | Ponca City | OK | 74601 | Kay | 36.7198 | -97.0858 | SPP | SWPP | Southwest Power Pool | Municipality | 22 | RE | 1 | Electric Utility | N |  | N |  | N |  | N | X |  | City of Ponca City - (OK) | 15202 | OK | 69 |  |  | N | OKLAHOMA NATURAL GAS CO |  |  |  |  | N | X
19547 | Hawaiian Electric Co Inc | 764 | Honolulu | 170 Ala Moana Blvd | Honolulu | HI | 96813 | Honolulu | 21.3068 | -157.8819 | HICC |  |  | Pacific Ocean | 22 | RE | 1 | Electric Utility | N |  | N |  | N |  |  | X |  | Hawaiian Electric Co Inc | 19547 | HI | 46
19547 | Hawaiian Electric Co Inc | 765 | Kahe | 92-200 Farrington Hwy | Kapolei | HI | 96707 | Honolulu | 21.3564 | -158.1289 | HICC |  |  | Pacific Ocean | 22 | RE | 1 | Electric Utility | N |  | N |  | N |  |  | X |  | Hawaiian Electric Co Inc | 19547 | HI | 138 |  |  | N
19547 | Hawaiian Electric Co Inc | 766 | Waiau | 475 Kamehamenha Hwy | Pearl City | HI | 96782 | Honolulu | 21.389 | -157.9615 | HICC |  |  | Pearl Harbor | 22 | RE | 1 | Electric Utility | N |  | N |  | N |  |  | X |  | Hawaiian Electric Co Inc | 19547 | HI | 138 |  |  | N
8287 | Hawaii Electric Light Co Inc | 768 | Waimea | 66-1591 Kawaihae Road | Kamuela | HI | 96743 | Hawaii | 20.0252 | -155.6955 | HICC |  |  |  | 22 | RE | 1 | Electric Utility | N |  | N |  | N |  | N | X |  | Hawaii Electric Light Co Inc | 8287 | HI | 69 |  |  | N | [5 empty] | N | N
8287 | Hawaii Electric Light Co Inc | 769 | Kanoelehua | 54 Halekauila Street | Hilo | HI | 96720 | Hawaii | 19.7052 | -155.0625 | HICC |  |  |  | 22 | RE | 1 | Electric Utility | N |  | N |  | N |  | N | X |  | Hawaii Electric Light Co Inc | 8287 | HI | 69 |  |  | N | [5 empty] | N | N
8287 | Hawaii Electric Light Co Inc | 771 | Puueo | 117 Wainaku Avenue | Hilo | HI | 96720 | Hawaii | 19.7264 | -155.0908 | HICC |  |  | Wailuku River | 22 | RE | 1 | Electric Utility | N |  | N |  | N |  | N | X |  | Hawaii Electric Light Co Inc | 8287 | HI | 13.8 |  |  | N | [5 empty] | N | N
8287 | Hawaii Electric Light Co Inc | 772 | W H Hill | 54 Halekauila Street | Hilo | HI | 96720 | Hawaii | 19.7041 | -155.0607 | HICC |  |  | Wells | 22 | RE | 1 | Electric Utility | N |  | N |  | N |  | N | X |  | Hawaii Electric Light Co Inc | 8287 | HI | 69 |  |  | N | [5 empty] | N | N
14653 | PUD No 1 of Pend Oreille County | 773 | Sullivan CR | 12391 Sullivan Lake Rd | Metaline Falls | WA | 99153 | Pend Oreille | 48.8633 | -117.3453 | WECC |  |  | Harvey Creek And Sullivan Cree | 22 | RE | 1 | Electric Utility | N |  | N |  | N |  | N | X | [7 empty] | N
8287 | Hawaii Electric Light Co Inc | 774 | Waiau Hydro | Waianuenue Ave and Hwy 200 | Hilo | HI | 96720 | Hawaii | 19.7203 | -155.1189 | HICC |  |  | Wailuku River | 22 | RE | 1 | Electric Utility | N |  | N |  | N |  | N | X |  | Hawaii Electric Light Co Inc | 8287 | HI | 13.8 |  |  | N | [5 empty] | N | N
14191 | South Feather Water and Power Agency | 776 | Sly Creek | Barton Hill Road | Forbestown | CA | 95941 | Butte | 39.5804 | -121.1195 | WECC | CISO | California Independent System Operator | South Fork Feather River | 22 | RE | 1 | Electric Utility | N |  | N |  | N |  | N | X |  | Pacific Gas & Electric Co | 14328 | CA | 115 |  |  | N | [5 empty] | X | X
1179 | Emera Maine | 783 | Basin Mills | Route 2 below Orono Dam | Orono | ME | 4473 | Penobscot | 44.875 | -68.6731 | NPCC |  |  | Penobscot River | 22 | RE | 1 | Electric Utility | N |  | N |  | N |  |  | X
1179 | Emera Maine | 784 | Veazie C | 135 Shore Road | Veazie | ME | 4401 | Penobscot | 44.8367 | -68.6981 | NPCC |  |  | Penobscot River | 22 | RE | 1 | Electric Utility | N |  | N |  | N |  |  | X
3271 | Central Nebraska Pub P&I Dist | 785 | Kingsley | 199 Central District Drive | Ogallala | NE | 69153 | Keith | 41.2114 | -101.6681 | MRO | SWPP | Southwest Power Pool | North Platte River | 22 | RE | 1 | Electric Utility | N |  | N |  | N |  | N | X |  | Nebraska Public Power District | 13337 | NE | 115 |  |  | N | [5 empty] | X | X
7601 | Green Mountain Power Corp | 788 | East Barnet | 29 Cannon Lane | Barnet | VT | 5821 | Caledonia | 44.3263 | -72.0359 | NPCC | ISNE | ISO New England Inc. | Passumpsic River | 22 | RE | 1 | Electric Utility | N |  | N |  | N |  |  | X |  | Green Mountain Power Corp | 7601 | VT | 46 |  |  | N
40215 | Cordova Electric Coop, Inc | 789 | Orca | 103 Orca Road | Cordova | AK | 99574 | Valdez Cordova | 60.5559 | -145.753 | ASCC |  |  |  | 22 | RE | 1 | Electric Utility | N |  | N |  | N |  | N | X |  | Cordova Electric Coop, Inc | 40215 | AK | 13 |  |  | N
9187 | City of Idaho Falls - (ID) | 790 | Gem State | 8635 S. 35th West | Idaho Falls | ID | 83402 | Bonneville | 43.4202 | -112.1019 | WECC | PACE | PacifiCorp - East | Snake River | 22 | RE | 1 | Electric Utility | N |  | N |  | N |  |  | X |  | City of Idaho Falls - (ID) | 9187 | ID | 161 |  |  | N
7751 | Guadalupe Blanco River Authority | 791 | Canyon | 16930 South Access Road | Canyon Lake | TX | 78155 | Comal | 29.8706 | -98.1947 | TRE | ERCO | Electric Reliability Council of Texas, Inc. | Canyon Lake | 22 | RE | 1 | Electric Utility | N |  | N |  | N |  |  | X |  | City of New Braunfels - (TX) | 13418 | TX | 138 |  |  | N
11843 | Maui Electric Co Ltd | 792 | Palaau Power | 32A Ulili Street | Kaunakakai | HI | 96748 | Maui | 21.106 | -157.0647 | HICC |  |  | NA | 22 | RE | 1 | Electric Utility | N |  | N |  | N |  | N | X |  | Maui Electric Co Ltd | 11843 | HI | 34 | 12.47 |  | N | [5 empty] | N | X
6958 | City of Garland - (TX) | 794 | Lewisville | 1500 N Mill St | Lewisville | TX | 75067 | Denton | 33.0685 | -96.9638 | TRE | ERCO | Electric Reliability Council of Texas, Inc. | Lewisville Lake | 22 | RE | 1 | Electric Utility | N |  | N |  | N |  | N | X |  | City of Denton - (TX) | 5063 | TX | 69 |  |  | N | [5 empty] | X | X
39006 | Brookfield White Pine Hydro LLC | 805 | Charles E Monty | 54 Island Avenue | Lewiston | ME | 4240 | Androscoggin | 44.0995 | -70.2209 | NPCC | ISNE | ISO New England Inc. | Androscoggin River | 22 | NR | 2 | IPP Non-CHP | N |  | N |  | Y | 99-35-000 |  | X |  | Central Maine Power Co | 3266 | ME | 34 |  |  | N
15296 | New York Power Authority | 808 | Jarvis (Hinckley) | None | Hinckley | NY | 13352 | Oneida | 43.3121 | -75.109 | NPCC | NYIS | New York Independent System Operator | Hinckley Reservoir | 22 | RE | 1 | Electric Utility | N |  | N |  | N |  | N | X |  | New York Power Authority | 15296 |  | 34.5 |  |  | N | [5 empty] | N | X
9191 | Idaho Power Co | 809 | American Falls | 2891 Fish Hatchery Road | American Falls | ID | 83211 | Power | 42.7778 | -112.8764 | WECC | IPCO | Idaho Power Company | Snake River | 22 | RE | 1 | Electric Utility | N |  | N |  | N |  | N | X |  | Idaho Power Co | 9191 | ID | 138 |  |  | N | [5 empty] | X | X
9191 | Idaho Power Co | 810 | Bliss | 1925 Power Plant Road | Bliss | ID | 83314 | Gooding | 42.9138 | -115.071 | WECC | IPCO | Idaho Power Company | Snake River | 22 | RE | 1 | Electric Utility | N |  | N |  | N |  | N | X |  | Idaho Power Co | 9191 | ID | 138 |  |  | N | [5 empty] | X | X
9191 | Idaho Power Co | 811 | Brownlee | ID Highway #71 @ the Snake R. | Cambridge | ID | 83610 | Washington | 44.8367 | -116.8975 | WECC | IPCO | Idaho Power Company | Snake River | 22 | RE | 1 | Electric Utility | N |  | N |  | N |  | N | X |  | Idaho Power Co | 9191 | ID | 230 |  |  | N | [5 empty] | X | X
9191 | Idaho Power Co | 812 | C J Strike | 26378 Strike Dam Cutoff Road | Bruneau | ID | 83604 | Owyhee | 42.9449 | -115.9779 | WECC | IPCO | Idaho Power Company | Snake River | 22 | RE | 1 | Electric Utility | N |  | N |  | N |  | N | X |  | Idaho Power Co | 9191 | ID | 138 |  |  | N | [5 empty] | X | X
9191 | Idaho Power Co | 813 | Cascade Dam | 601 Lake Way | Cascade | ID | 83611 | Valley | 44.5256 | -116.0483 | WECC | IPCO | Idaho Power Company | N Fork Of The Payette River | 22 | RE | 1 | Electric Utility | N |  | N |  | N |  | N | X |  | Idaho Power Co | 9191 | ID | 69 |  |  | N | [5 empty] | X | X
9191 | Idaho Power Co | 814 | Clear Lake | 3696 Canyon Lane | Buhl | ID | 83316 | Gooding | 42.667 | -114.7801 | WECC | IPCO | Idaho Power Company | Clear Lake Outlet | 22 | RE | 1 | Electric Utility | N |  | N |  | N |  | N | X |  | Idaho Power Co | 9191 | ID | 46 |  |  | N | [5 empty] | X | X
9191 | Idaho Power Co | 815 | Lower Malad | 2.5 Miles N, Highway 30 | Hagerman | ID | 83332 | Gooding | 42.8658 | -114.9062 | WECC | IPCO | Idaho Power Company | Big Wood Malad River | 22 | RE | 1 | Electric Utility | N |  | N |  | N |  | N | X |  | Idaho Power Co | 9191 | ID | 138 |  |  | N | [5 empty] | X | X
9191 | Idaho Power Co | 816 | Lower Salmon | 902 D Justice Grade | Hagerman | ID | 83332 | Gooding | 42.8416 | -114.9036 | WECC | IPCO | Idaho Power Company | Snake River | 22 | RE | 1 | Electric Utility | N |  | N |  | N |  | N | X |  | Idaho Power Co | 9191 | ID | 138 |  |  | N | [5 empty] | X | X
9191 | Idaho Power Co | 817 | Salmon Diesel | 14 St. Charles Rd. | Salmon | ID | 83467 | Lemhi | 45.1834 | -113.8853 | WECC | IPCO | Idaho Power Company |  | 22 | RE | 1 | Electric Utility | N |  | N |  | N |  | N | X |  | Idaho Power Co | 9191 | ID | 69 |  |  | N | [5 empty] | X | X
9191 | Idaho Power Co | 818 | Shoshone Falls | 730 Canyon Drive | Twin Falls | ID | 83301 | Jerome | 42.5975 | -114.4033 | WECC | IPCO | Idaho Power Company | Snake River | 22 | RE | 1 | Electric Utility | N |  | N |  | N |  | N | X |  | Idaho Power Co | 9191 | ID | 46 |  |  | N | [5 empty] | X | X
9191 | Idaho Power Co | 819 | Swan Falls | 27201 Swan Falls Rd | Kuna | ID | 83634 | Ada | 43.2435 | -116.3791 | WECC | IPCO | Idaho Power Company | Snake River | 22 | RE | 1 | Electric Utility | N |  | N |  | N |  | N | X |  | Idaho Power Co | 9191 | ID | 138 |  |  | N | [5 empty] | X | X
9191 | Idaho Power Co | 820 | Thousand Springs | 1230A Thousand Springs Grade | Wendell | ID | 83355 | Gooding | 42.7405 | -114.8367 | WECC | IPCO | Idaho Power Company | Thousand Springs | 22 | RE | 1 | Electric Utility | N |  | N |  | N |  | N | X |  | Idaho Power Co | 9191 | ID | 46 |  |  | N | [5 empty] | X | X
9191 | Idaho Power Co | 821 | Twin Falls (ID) | 3593 Twin Falls Grade | Kimberly | ID | 83341 | Twin Falls | 42.5892 | -114.3553 | WECC | IPCO | Idaho Power Company | Snake River | 22 | RE | 1 | Electric Utility | N |  | N |  | N |  | N | X |  | Idaho Power Co | 9191 | ID | 138 |  |  | N | [5 empty] | X | X
9191 | Idaho Power Co | 822 | Upper Salmon A | Salmon Falls Rd. | Hagerman | ID | 83332 | Twin Falls | 42.7674 | -114.9247 | WECC | IPCO | Idaho Power Company | Snake River | 22 | RE | 1 | Electric Utility | N |  | N |  | N |  | N | X |  | Idaho Power Co | 9191 | ID | 138 |  |  | N | [5 empty] | X | X
9191 | Idaho Power Co | 823 | Upper Malad | 2.5 Miles N, Highway 30 | Hagerman | ID | 83332 | Gooding | 42.8643 | -114.8855 | WECC | IPCO | Idaho Power Company | Big Wood Malad River | 22 | RE | 1 | Electric Utility | N |  | N |  | N |  | N | X |  | Idaho Power Co | 9191 | ID | 46 |  |  | N | [5 empty] | X | X
14354 | PacifiCorp | 825 | Ashton | 1338 N 3300 E | Ashton | ID | 83420 | Fremont | 44.0786 | -111.4973 | WECC | PACE | PacifiCorp - East | Henrys Fork Of The Snake River | 22 | RE | 1 | Electric Utility | N |  | N |  | N |  |  | X |  | PacifiCorp | 14354 | ID | 46 |  |  | N
14354 | PacifiCorp | 826 | Cove | Cove Powerplant Road | Grace | ID | 83241 | Caribou | 42.5144 | -111.7931 | WECC | PACE | PacifiCorp - East | Bear River | 22 | RE | 1 | Electric Utility | N |  | N |  | N |  |  | X |  | PacifiCorp | 14354 | OR |  |  |  | N
14354 | PacifiCorp | 827 | Grace | 822 Grace Power Plant Road | Grace | ID | 83241 | Caribou | 42.5367 | -111.794 | WECC | PACE | PacifiCorp - East | Bear River | 22 | RE | 1 | Electric Utility | N |  | N |  | N |  |  | X |  | PacifiCorp | 14354 | ID | 138 |  |  | N
14354 | PacifiCorp | 829 | Oneida | Oneida Narrows Road | Riverdale | ID | 83263 | Franklin | 42.2678 | -111.7485 | WECC | PACE | PacifiCorp - East | Bear River | 22 | RE | 1 | Electric Utility | N |  | N |  | N |  |  | X |  | PacifiCorp | 14354 | ID | 138 |  |  | N
14354 | PacifiCorp | 831 | Soda | 1579 Soda Power Plant Road | Soda Springs | ID | 83276 | Caribou | 42.6446 | -111.6967 | WECC | PACE | PacifiCorp - East | Bear River | 22 | RE | 1 | Electric Utility | N |  | N |  | N |  |  | X |  | PacifiCorp | 14354 | ID | 138 |  |  | N
20169 | Avista Corp | 833 | Cabinet Gorge | 61940 Hwy 200 | Clark Fork | ID | 83811 | Bonner | 48.0844 | -116.0531 | WECC | AVA | Avista Corporation | Clark Fork River | 22 | RE | 1 | Electric Utility | N |  | N |  | N |  | N | X |  | Avista Corp | 20169 | ID | 230 |  |  | N | [5 empty] | Y | N
20169 | Avista Corp | 835 | Post Falls | 1091 W 4th Ave. | Post Falls | ID | 83854 | Kootenai | 47.7033 | -116.9539 | WECC | AVA | Avista Corporation | Spokane River | 22 | RE | 1 | Electric Utility | N |  | N |  | N |  | N | X |  | Avista Corp | 20169 | ID | 115 |  |  | N | [5 empty] | N | X
13402 | Nevada Irrigation District | 839 | Scott Flat | Hwy 20 At Scotts Flat Rd/ Dam | Nevada City | CA | 95959 | Nevada | 39.2721 | -120.9325 | WECC | CISO | California Independent System Operator | Deer Creek | 22 | NR | 2 | IPP Non-CHP | N |  | N |  | N |  | N | X |  | Pacific Gas & Electric Co | 14328 | CA | 12 |  |  | N | [5 empty] | N | N
19400 | USACE Northwestern Division | 840 | Dworshak | P.O. BOX 48 | Ahsahka | ID | 83520 | Clearwater | 46.5143 | -116.2977 | WECC | BPAT | Bonneville Power Administration | Clearwater River | 22 | RE | 1 | Electric Utility | N |  | N |  | N |  | N | X |  | Bonneville Power Administration | 1738 | ID | 500 |  |  | N | [5 empty] | X | X
9187 | City of Idaho Falls - (ID) | 841 | City Power Plant | 140 S. Capital Ave. | Idaho Falls | ID | 83402 | Bonneville | 43.4914 | -112.0454 | WECC | PACE | PacifiCorp - East | Snake River | 22 | RE | 1 | Electric Utility | N |  | N |  | N |  | N | X |  | City of Idaho Falls - (ID) | 9187 | ID | 46 |  |  | N | [5 empty] | N | N
9187 | City of Idaho Falls - (ID) | 843 | Lower No 2 | 1690 W. Sunnyside | Idaho Falls | ID | 83402 | Bonneville | 43.4684 | -112.0626 | WECC | PACE | PacifiCorp - East | Snake River | 22 | RE | 1 | Electric Utility | N |  | N |  | N |  | N | X |  | City of Idaho Falls - (ID) | 9187 | ID | 46 |  |  | N | [5 empty] | N | N
9187 | City of Idaho Falls - (ID) | 844 | Upper Power Plant | 6598 West River Road | Idaho Falls | ID | 83402 | Bonneville | 43.5527 | -112.051 | WECC | PACE | PacifiCorp - East | Snake River | 22 | RE | 1 | Electric Utility | N |  | N |  | N |  | N | X |  | City of Idaho Falls - (ID) | 9187 | ID | 46 |  |  | N | [5 empty] | N | N
13402 | Nevada Irrigation District | 846 | Combie South | Hwy 49 At Combie Rd/ Dam | Auburn | CA | 95722 | Nevada | 39.0096 | -121.0591 | WECC | CISO | California Independent System Operator | Bear River | 22 | NR | 2 | IPP Non-CHP | N |  | N |  | N |  | N | X |  | Pacific Gas & Electric Co | 14328 | CA | 12 |  |  | N | [5 empty] | N | N
2518 | U S Bureau of Reclamation | 850 | Palisades Dam | n/a | Palisades | ID | 83428 | Bonneville | 43.3348 | -111.2058 | WECC | BPAT | Bonneville Power Administration | Snake River | 22 | RE | 1 | Electric Utility | N |  | N |  | N |  |  | X |  | Bonneville Power Administration | 1738 | ID | 115 |  |  | N
19400 | USACE Northwestern Division | 851 | Albeni Falls | 2376 East Highway 2 | Oldtown | ID | 83822 | Bonner | 48.1802 | -116.9986 | WECC | BPAT | Bonneville Power Administration | Pend Orille Lake | 22 | RE | 1 | Electric Utility | N |  | N |  | N |  | N | X |  | Bonneville Power Administration | 1738 | ID | 115 |  |  | N | [5 empty] | X | X
49756 | Illinois Power Resources Generating LLC | 856 | E D Edwards | 7800 South Cilco Lane | Bartonville | IL | 61607 | Peoria | 40.5958 | -89.6631 | SERC | MISO | Midcontinent Independent Transmission System Operator, Inc.. | Illinois River | 22 | NR | 2 | IPP Non-CHP | N |  | N |  | N |  | Y | N | OP | Ameren Illinois Company | 56697 | IL | 138 |  |  | N
49756 | Illinois Power Resources Generating LLC | 860 | Sterling Avenue | 4320 N. Sterling Avenue | Peori | IL | 61615 | Peoria | 40.6253 | -89.6311 | SERC | MISO | Midcontinent Independent Transmission System Operator, Inc.. | Municipality | 22 | NR | 2 | IPP Non-CHP | N |  | N |  | N |  |  | X |  |  |  |  | 69
520 | Illinois Power Generating Co | 861 | Coffeen | 134 CIPS Lane | Coffeen | IL | 62017 | Montgomery | 39.0586 | -89.4031 | SERC | MISO | Midcontinent Independent Transmission System Operator, Inc.. | McDavid Branch | 22 | NR | 2 | IPP Non-CHP | N |  | N |  | N |  | Y | N | OP | Ameren Illinois Company | 56697 | IL | 345 |  |  | N | [5 empty] | X | X
59371 | Mainline Generation LLC | 862 | Grand Tower Energy Center LLC | 1820 Power Plant Road | Grand Tower | IL | 62942 | Jackson | 37.6577 | -89.5112 | SERC | MISO | Midcontinent Independent Transmission System Operator, Inc.. | Mississippi River | 22 | NR | 2 | IPP Non-CHP | N |  | N |  | Y | 14,11 | Y | N | OP | Ameren Illinois Company | 56697 | IL | 138 |  |  | N |  | NATURAL GAS PL CO OF AMERICA |  |  |  | N | X
12384 | Midwest Generations EME LLC | 865 | Bloom | East Steger Rd & State St | Bloom | IL | 60411 | Cook | 42.0572 | -87.8694 | RFC |  |  |  | 22 | NR | 2 | IPP Non-CHP | N |  | N |  | Y | 99-224-000 |  | X
12384 | Midwest Generations EME LLC | 866 | Calumet | 100th St & Avenue M | Chicago | IL | 60409 | Cook | 41.7136 | -87.5428 | RFC |  |  |  | 22 | NR | 2 | IPP Non-CHP | N |  | N |  | Y | 99-224-000 |  | X
12384 | Midwest Generations EME LLC | 867 | Crawford | 3501 S Crawford Ave | Chicago | IL | 60623 | Cook | 41.8285 | -87.7229 | RFC | PJM | PJM Interconnection, LLC | Chicago Sanitary and Ship | 22 | NR | 2 | IPP Non-CHP | N |  | N |  | Y | 99-224-000 | N | X |  | Commonwealth Edison Co | 4110 | IL | 138
55951 | Exelon Nuclear | 869 | Dresden Generating Station | 12RR1 Morris | Morris | IL | 60450 | Grundy | 41.39 | -88.27 | RFC | PJM | PJM Interconnection, LLC | Kankakee River | 22 | NR | 2 | IPP Non-CHP | N |  | N |  | N |  | N | X |  | Commonwealth Edison Co | 4110 | IL | 345 |  |  | N | [5 empty] | N | X
12384 | Midwest Generations EME LLC | 870 | Electric Junction | Farnsworth & Diehl Roads | Aurora | IL | 60519 | DuPage | 41.8333 | -88.0833 | RFC |  |  |  | 22 | NR | 2 | IPP Non-CHP | N |  | N |  | Y | 99-224-000 |  | X
12384 | Midwest Generations EME LLC | 874 | Joliet 9 | 1601 Patterson Rd | Joliet | IL | 60436 | Will | 41.4931 | -88.1153 | RFC | PJM | PJM Interconnection, LLC | Desplaines River | 22 | NR | 2 | IPP Non-CHP | N |  | N |  | Y | 99-224-000 | Y | N | OP | Commonwealth Edison Co | 4110 | IL | 138 |  |  | N | NICOR GAS |  |  |  |  | N | N
59918 | Dynegy Kincaid Generation | 876 | Kincaid Generation LLC | 4 Miles West of Kincaid Rt 104 | Kincaid | IL | 62540 | Christian | 39.5906 | -89.4964 | RFC | PJM | PJM Interconnection, LLC | Sangchris Lake | 22 | NR | 2 | IPP Non-CHP | N |  | N |  | Y | 97-50-000 | Y | N | OP | Commonwealth Edison Co | 4110 | IL | 345 |  |  | N |  | PANHANDLE EASTERN PIPELINE COMPANY |  |  |  | N | X
12384 | Midwest Generations EME LLC | 877 | Lombard | 1N420 Swift Rd | Lombard | IL | 60148 | DuPage | 41.89 | -88.0617 | RFC |  |  |  | 22 | NR | 2 | IPP Non-CHP | N |  | N |  | Y | 99-224-000 |  | X
12384 | Midwest Generations EME LLC | 879 | Powerton | Rt 29 & Manito Rd | Pekin | IL | 61554 | Tazewell | 40.5408 | -89.6786 | RFC | PJM | PJM Interconnection, LLC | Illinois River | 22 | NR | 2 | IPP Non-CHP | N |  | N |  | Y | 99-224-000 | Y | Y | OP | Commonwealth Edison Co | 4110 | IL | 345 |  |  | N |  | Ameren Illinois |  |  |  | N | N
55951 | Exelon Nuclear | 880 | Quad Cities Generating Station | 22710 206 Ave N | Cordova | IL | 61242 | Rock Island | 41.7261 | -90.3103 | RFC | PJM | PJM Interconnection, LLC | Mississippi River | 22 | NR | 2 | IPP Non-CHP | N |  | N |  | N |  | N | X |  | Commonwealth Edison Co | 4110 | IL | 345 |  |  | N | [5 empty] | N | X
12384 | Midwest Generations EME LLC | 882 | Sabrooke | 123 Energy Ave | Rockford | IL | 61109 | Winnebago | 42.2169 | -89.0522 | RFC |  |  |  | 22 | NR | 2 | IPP Non-CHP | N |  | N |  | Y | 99-224-000 |  | X
12384 | Midwest Generations EME LLC | 883 | Waukegan | 10 Greenwood Ave | Waukegan | IL | 60087 | Lake | 42.3833 | -87.8133 | RFC | PJM | PJM Interconnection, LLC | Lake Michigan | 22 | NR | 2 | IPP Non-CHP | N |  | N |  | Y | 99-224-000 | Y | Y | OP | Commonwealth Edison Co | 4110 | IL | 138 |  |  | N | NICOR GAS |  |  |  |  | N | N
12384 | Midwest Generations EME LLC | 884 | Will County | 529 Romeo Rd | Romeoville | IL | 60446 | Will | 41.6334 | -88.0629 | RFC | PJM | PJM Interconnection, LLC | Chicago Sanitary and Ship | 22 | NR | 2 | IPP Non-CHP | N |  | N |  | Y | 99-224-000 | Y | Y | OP | Commonwealth Edison Co | 4110 | IL | 138 |  |  | N | [5 empty] | N | N
12384 | Midwest Generations EME LLC | 886 | Fisk Street | 1111 W Cermak Rd | Chicago | IL | 60608 | Cook | 41.8508 | -87.6533 | RFC | PJM | PJM Interconnection, LLC | Chicago Sanitary and Ship | 22 | NR | 2 | IPP Non-CHP | N |  | N |  | Y | 99-224-000 | N | X |  | Commonwealth Edison Co | 4110 | IL | 138 |  |  | N | [5 empty] | N | N
5748 | Electric Energy Inc | 887 | Joppa Steam | 2100 Portland Road | Joppa | IL | 62953 | Massac | 37.2094 | -88.8589 | SERC | EEI | Electric Energy, Inc. | Ohio River | 22 | NR | 2 | IPP Non-CHP | N |  | N |  | Y | 00-148-000 | Y | N | OP | Ameren Illinois Company | 56697 | IL | 161 |  |  | N |  | TRUNKLINE GAS COMPANY |  |  |  | N | X
5517 | Dynegy Midwest Generation Inc | 889 | Baldwin Energy Complex | 10901 Baldwin Rd Box146 | Baldwin | IL | 62217 | Randolph | 38.205 | -89.8544 | SERC | MISO | Midcontinent Independent Transmission System Operator, Inc.. | Baldwin Lake, Kaskaskia River | 22 | NR | 2 | IPP Non-CHP | N |  | N |  | N |  | Y | N | OP | Ameren Illinois Company | 56697 | IL | 345 |  |  | N | [5 empty] | X | X
5517 | Dynegy Midwest Generation Inc | 891 | Havana | 15260 N State Route 78 | Havana | IL | 62644 | Mason | 40.2797 | -90.08 | SERC | MISO | Midcontinent Independent Transmission System Operator, Inc.. | Illinois River | 22 | NR | 2 | IPP Non-CHP | N |  | N |  | N |  | Y | Y | OP | Ameren Illinois Company | 56697 | IL | 138 |  |  | N | [5 empty] | X | X
5517 | Dynegy Midwest Generation Inc | 892 | Hennepin Power Station | 13498 East 800th St | Hennepin | IL | 61327 | Putnam | 41.3028 | -89.315 | SERC | MISO | Midcontinent Independent Transmission System Operator, Inc.. | Illinois River | 22 | NR | 2 | IPP Non-CHP | N |  | N |  | N |  | Y | Y | OP | Ameren Illinois Company | 56697 | IL | 138 |  |  | N |  | NATURAL GAS PL CO OF AMERICA |  |  |  | N | X
5517 | Dynegy Midwest Generation Inc | 894 | Oglesby | State Highway 351 | Oglesby | IL | 61348 | LaSalle | 41.2897 | -89.0725 | SERC | MISO | Midcontinent Independent Transmission System Operator, Inc.. | Municipality | 22 | NR | 2 | IPP Non-CHP | N |  | N |  | N |  | N | X |  |  |  |  | 138
5517 | Dynegy Midwest Generation Inc | 895 | Stallings | State Highway 162 | Gramte City | IL | 62040 | Madison | 38.7314 | -90.0461 | SERC | MISO | Midcontinent Independent Transmission System Operator, Inc.. | Municipality | 22 | NR | 2 | IPP Non-CHP | N |  | N |  | N |  | N | X |  |  |  |  | 138
5517 | Dynegy Midwest Generation Inc | 897 | Vermilion | County Road 2150 N | Oakwood | IL | 61858 | Vermilion | 40.1781 | -87.7481 | SERC | MISO | Midcontinent Independent Transmission System Operator, Inc.. | Vermilion Reservoir | 22 | NR | 2 | IPP Non-CHP | N |  | N |  | N |  | Y | N | OS |  |  |  | 138
5517 | Dynegy Midwest Generation Inc | 898 | Wood River | #1 Chessen Lane | Alton | IL | 62002 | Madison | 38.8639 | -90.1347 | SERC | MISO | Midcontinent Independent Transmission System Operator, Inc.. | Mississippi River | 22 | NR | 2 | IPP Non-CHP | N |  | N |  | N |  | Y | Y | OP | Ameren Illinois Company | 56697 | IL | 138 |  |  | N |  | MISSISSIPPI RIVER TRANSMISSION CORP |  |  |  | N | X
12341 | MidAmerican Energy Co | 899 | Moline | 100 2nd Street | Moline | IL | 61265 | Rock Island | 41.51 | -90.534 | MRO | MISO | Midcontinent Independent Transmission System Operator, Inc.. | Mississippi River | 22 | RE | 1 | Electric Utility | N |  | N |  | N |  | N | X |  | MidAmerican Energy Co | 12341 | IL | 69 |  |  | N |  | MIDAMERICAN ENERGY COMPANY |  |  |  | N | N
56589 | Bottle Rock Power LLC | 902 | Bottle Rock Power | 7385 High Valley Road | Cobb | CA | 95426 | Lake | 38.8348 | -122.7677 | WECC | CISO | California Independent System Operator | By steam condensation | 22 | NR | 2 | IPP Non-CHP | N |  | N |  | N |  | N | X |  | Pacific Gas & Electric Co | 14328 | CA | 230 |  |  | N | [5 empty] | X | X
21581 | Midwest Hydro LLC | 903 | Rockton | Center & Hawick Street | Rockton | IL | 61072 | Winnebago | 42.4511 | -89.0756 | RFC | PJM | PJM Interconnection, LLC | Rock River | 22 | NR | 2 | IPP Non-CHP | N |  | Y | 06-263-000 | N |  | N | X |  | Commonwealth Edison Co | 4110 | IL | 12.4 |  |  | N | [5 empty] | N | N
3255 | California Dept. of Water Resources | 905 | Alamo | 34534 116 St. E. P.O Box 1187 | Pearblossom | CA | 93553 | Los Angeles | 34.8158 | -118.6867 | WECC | CISO | California Independent System Operator | Water From Penstocks Ca Aquedu | 22 | RE | 1 | Electric Utility | N |  | N |  | N |  |  | X |  | Southern California Edison Co | 17609 | CA | 66 |  |  | N
19436 | Union Electric Co - (MO) | 913 | Venice | 701 Main Street | Venice | IL | 62090 | Madison | 38.6642 | -90.1764 | SERC | MISO | Midcontinent Independent Transmission System Operator, Inc.. | Mississippi River | 22 | RE | 1 | Electric Utility | N |  | N |  | N |  | N | X |  | Union Electric Co - (MO) | 19436 | MO | 138 |  |  | N |  | ENABLE GAS TRANSMISSION LLC |  |  |  | N
14624 | PUD No 2 of Grant County | 917 | Quincy Chute | White Trail Road | Quincy | WA | 98848 | Grant | 46.9825 | -119.2578 | WECC | GCPD | Public Utility District No. 2 of Grant County, Washington | West Canal Of Columbia Basin | 22 | RE | 1 | Electric Utility | N |  | N |  | N |  | N | X |  | PUD No 2 of Grant County | 14624 | WA | 115 |  |  | N
5932 | City of Ephraim - (UT) | 925 | Hydro Plant No 3 | 4785 E 4800 N | east of Ephraim | UT | 84627 | Sanpete | 39.2056 | -111.3344 | WECC | PACE | PacifiCorp - East | New Canyon Culinary Wtr Spr | 22 | RE | 1 | Electric Utility | N |  | N |  | N |  |  | X |  | City of Ephraim - (UT) | 5932 | UT | 2.4 |  |  | N | [5 empty] | X
2188 | City of Breese - (IL) | 934 | Breese | 800 North First Street | Breese | IL | 62230 | Clinton | 38.6075 | -89.5245 | SERC | MISO | Midcontinent Independent Transmission System Operator, Inc.. | Municipality | 22 | RE | 1 | Electric Utility | N |  | N |  | N |  | N | X |  | City of Breese - (IL) | 2188 | IL | 69 |  |  | N | AMEREN ILLINOIS | AMEREN ILLINOIS |  |  |  | N | X
2634 | City of Bushnell - (IL) | 935 | Bushnell | 175 Charles Street | Bushnell | IL | 61422 | McDonough | 40.5486 | -90.5138 | SERC | MISO | Midcontinent Independent Transmission System Operator, Inc.. | Municipality | 22 | RE | 1 | Electric Utility | N |  | N |  | N |  | N | X |  | City of Bushnell - (IL) | 2634 | IL | 69 |  |  | N
3037 | City of Carlyle - (IL) | 936 | Carlyle | 550 First St | Carlyle | IL | 62231 | Clinton | 38.6106 | -89.3583 | SERC | MISO | Midcontinent Independent Transmission System Operator, Inc.. | Municipality | 22 | RE | 1 | Electric Utility | N |  | N |  | N |  | N | X |  | City of Carlyle - (IL) | 3037 | IL | 69 |  |  | N | AMEREN ILLINOIS | Ameren Illinois |  |  |  | N
3040 | City of Carmi - (IL) | 937 | Carmi | 108 Shipley | Carmi | IL | 62821 | White | 38.0967 | -88.1631 | SERC | MISO | Midcontinent Independent Transmission System Operator, Inc.. | Municipality | 22 | RE | 1 | Electric Utility | N |  | N |  | N |  | N | X |  | Ameren Illinois Company | 56697 | IL | 69 |  |  | N | CONSUMERS ENERGY COMPANY |  |  |  |  | N | X
6141 | City of Fairfield- (IL) | 940 | Fairfield | 106 NW 6th Street | Fairfield | IL | 62837 | Wayne | 38.3807 | -88.366 | SERC | MISO | Midcontinent Independent Transmission System Operator, Inc.. | Municipality | 22 | RE | 1 | Electric Utility | N |  | N |  | N |  |  | X |  | City of Fairfield- (IL) | 6141 | IL | 138 |  |  | N
6192 | City of Farmer City - (IL) | 941 | Farmer City | 401 E Allen St | Farmer City | IL | 61842 | DeWitt | 40.2461 | -88.6388 | SERC | MISO | Midcontinent Independent Transmission System Operator, Inc.. | Municipality | 22 | RE | 1 | Electric Utility | N |  | N |  | N |  | N | X |  | City of Farmer City - (IL) | 6192 | IL | 12.47 |  |  | N | NICOR GAS | Other - Please explain in pipeline notes below. |  |  |  | N | N
6764 | Village of Freeburg - (IL) | 943 | Freeburg | 412 WEST HIGH St. | FREEBURG | IL | 62243 | St Clair | 38.4256 | -89.9144 | SERC | MISO | Midcontinent Independent Transmission System Operator, Inc.. | Municipal -Village of Freeburg | 22 | RE | 1 | Electric Utility | N |  | N |  | N |  | N | X |  | Village of Freeburg - (IL) | 6764 | IL | 34.5 |  |  | N |  | Ameren Illinois |  |  |  | X | X
7095 | City of Geneseo - (IL) | 944 | Geneseo | 433 East North Street | Geneseo | IL | 61254 | Henry | 41.4515 | -90.1485 | MRO | MISO | Midcontinent Independent Transmission System Operator, Inc.. | Municipality | 22 | RE | 1 | Electric Utility | N |  | N |  | N |  | N | X |  | City of Geneseo - (IL) | 7095 | IL | 69 |  |  | N | NICOR GAS |  |  |  |  | X | X
8573 | City of Highland | 946 | Highland | 501 Ninth Street | Highland | IL | 62249 | Madison | 38.7412 | -89.6849 | SERC | MISO | Midcontinent Independent Transmission System Operator, Inc.. | Municipality | 22 | RE | 1 | Electric Utility | N |  | N |  | N |  | N | X |  | City of Highland | 8573 | IL | 13.2 |  |  | N |  | Ameren Illinois |  |  |  | N | X
12167 | City of McLeansboro - (IL) | 948 | McLeansboro | 305 West Market St | McLeansboro | IL | 62859 | Hamilton | 38.0947 | -88.5413 | SERC | MISO | Midcontinent Independent Transmission System Operator, Inc.. | Municipal Water System | 22 | RE | 1 | Electric Utility | N |  | N |  | N |  | N | X |  | City of McLeansboro - (IL) | 12167 | IL | 69 |  |  | N | MCLEANSBORO CITY OF | Other - Please explain in pipeline notes below. |  |  |  | N | N
11736 | City of Marshall - (IL) | 949 | Marshall (IL) | 14th St & Pine St | Marshall | IL | 62441 | Clark | 39.3921 | -87.6851 | SERC | MISO | Midcontinent Independent Transmission System Operator, Inc.. | Municipality | 22 | RE | 1 | Electric Utility | N |  | N |  | N |  |  | X |  | City of Marshall - (IL) | 11736 | IL | 13.8 |  |  | N | MARSHALL CITY OF |  |  |  |  | N | N
14840 | City of Peru - (IL) | 955 | Peru (IL) | 4005 Plank Rd. | City of Peru | IL | 61354 | LaSalle | 41.3237 | -89.1123 | RFC | MISO | Midcontinent Independent Transmission System Operator, Inc.. | Illinois River | 22 | RE | 1 | Electric Utility | N |  | N |  | N |  | N | X |  | City of Peru - (IL) | 14840 | IL | 138 |  |  | N
18445 | City of Tallahassee - (FL) | 956 | C H Corn Hydroelectric Facility | Lake Talquin | Tallahassee | FL | 32304 | Leon | 30.3885 | -84.6466 | FRCC | FPC | Progress Energy Florida | Lake Talquin | 22 | RE | 1 | Electric Utility | N |  | N |  | N |  | N | X |  | Duke Energy Florida, Inc | 6455 | FL | 69 |  |  | N | [5 empty] | N | N
15388 | City of Princeton - (IL) | 957 | Princeton (IL) | 1 North Main | Princeton | IL | 61356 | Bureau | 41.3755 | -89.4649 | SERC | MISO | Midcontinent Independent Transmission System Operator, Inc.. | Municipality | 22 | RE | 1 | Electric Utility | N |  | N |  | N |  | N | X |  | City of Princeton - (IL) | 15388 | IL | 138 |  |  | N | NICOR GAS |  |  |  | Only connected to the LDC | N | N
15686 | Village of Rantoul - (IL) | 958 | Rantoul | 200 West Grove Ave | Rantoul | IL | 61866 | Champaign | 40.3122 | -88.1594 | SERC | MISO | Midcontinent Independent Transmission System Operator, Inc.. |  | 22 | RE | 1 | Electric Utility | N |  | N |  | N |  |  | X |  | Ameren Illinois Company | 56697 | IL | 4 |  |  | N
15772 | City of Red Bud - (IL) | 959 | Red Bud | 525 Power Street | Red Bud | IL | 62278 | Randolph | 38.2165 | -89.9992 | SERC | MISO | Midcontinent Independent Transmission System Operator, Inc.. | Municipality | 22 | RE | 1 | Electric Utility | N |  | N |  | N |  | N | X |  | City of Red Bud - (IL) | 15772 | IL | 69 |  |  | N | RED BUD CITY OF |  |  |  |  | N | N
16179 | Rochelle Municipal Utilities | 960 | North Ninth Street | 120 North Ninth Street | Rochelle | IL | 61068 | Ogle | 41.9093 | -89.0498 | RFC | PJM | PJM Interconnection, LLC | Municipality | 22 | RE | 1 | Electric Utility | N |  | N |  | N |  | N | X |  | Rochelle Municipal Utilities | 16179 | IL | 138 |  |  | N | NICOR GAS |  |  |  |  | N | N
16179 | Rochelle Municipal Utilities | 961 | South Main Street | 1015 Caron Rd | Rochelle | IL | 61068 | Ogle | 41.9092 | -89.0504 | RFC | PJM | PJM Interconnection, LLC | Municipality | 22 | RE | 1 | Electric Utility | N |  | N |  | N |  | N | X |  | Rochelle Municipal Utilities | 16179 | IL | 138 |  |  | N | NICOR GAS |  |  |  |  | N | X
17828 | City of Springfield - (IL) | 963 | Dallman | 3100 Stevenson Drive | Springfield | IL | 62703 | Sangamon | 39.7548 | -89.6024 | SERC | MISO | Midcontinent Independent Transmission System Operator, Inc.. | Lake Springfield | 22 | RE | 1 | Electric Utility | N |  | N |  | N |  | Y | N | OP | City of Springfield - (IL) | 17828 | IL | 138 | 69 |  | N | AMEREN ILLINOIS | PANHANDLE EASTERN PIPELINE COMPANY |  |  |  | N | X
17828 | City of Springfield - (IL) | 964 | Lakeside | 3100 Stevenson Drive | Springfield | IL | 62703 | Sangamon | 39.7573 | -89.6005 | SERC | MISO | Midcontinent Independent Transmission System Operator, Inc.. | Lake Springfield | 22 | RE | 1 | Electric Utility | N |  | N |  | N |  | N | X |  | City of Springfield - (IL) | 17828 | IL | 69 |  |  | N | [5 empty] | X | X
17828 | City of Springfield - (IL) | 965 | Reynolds | 1013 Reynolds Street | Springfield | IL | 62702 | Sangamon | 39.8069 | -89.6417 | SERC | MISO | Midcontinent Independent Transmission System Operator, Inc.. |  | 22 | RE | 1 | Electric Utility | N |  | N |  | N |  | N | X |  | City of Springfield - (IL) | 17828 | IL | 69 |  |  | N | [5 empty] | X | X
18277 | City of Sullivan - (IL) | 969 | Sullivan (IL) | 517 West Water | Sullivan | IL | 61951 | Moultrie | 39.5967 | -88.6119 | SERC | MISO | Midcontinent Independent Transmission System Operator, Inc.. |  | 22 | RE | 1 | Electric Utility | N |  | N |  | N |  | N | X |  | City of Sullivan - (IL) | 18277 | IL | 69 |  |  | N | SULLIVAN CITY OF |  |  |  |  | N | N
20180 | City of Waterloo - (IL) | 971 | Waterloo | 616 Market Street | Waterloo | IL | 62298 | Monroe | 38.3348 | -90.1589 | SERC | MISO | Midcontinent Independent Transmission System Operator, Inc.. | Municipality | 22 | RE | 1 | Electric Utility | N |  | N |  | N |  | N | X |  | City of Waterloo - (IL) | 20180 | IL | 34.5 |  |  | N | Other - See pipeline notes. | MISSISSIPPI RIVER TRANSMISSION CORP |  |  | LDC is the City of Waterloo | N | N
20824 | Village of Winnetka - (IL) | 972 | Winnetka | 725 Tower Road | Winnetka | IL | 60093 | Cook | 42.1156 | -87.731 | RFC | PJM | PJM Interconnection, LLC | Municipality | 22 | RE | 1 | Electric Utility | N |  | N |  | N |  | N | X |  | Village of Winnetka - (IL) | 20824 | IL | 12.5 |  |  | N | NORTH SHORE GAS COMPANY |  |  |  |  | N | X
17632 | Southern Illinois Power Coop | 976 | Marion | 11543 Lake of Egypt Rd. | Marion | IL | 62959 | Williamson | 37.6197 | -88.9531 | SERC | MISO | Midcontinent Independent Transmission System Operator, Inc.. | Lake Egypt | 22 | RE | 1 | Electric Utility | N |  | N |  | N |  | Y | N | OP | Southeastern IL Elec Coop, Inc | 17585 | IL | 161 | 138 |  | N |  | TRUNKLINE GAS COMPANY |  |  |  | N | X
9269 | Indiana-Kentucky Electric Corp | 983 | Clifty Creek | 1335 Clifty Hollow Road | Madison | IN | 47250 | Jefferson | 38.7378 | -85.4206 | RFC | OVEC | Ohio Valley Electric Corporation | Ohio River | 22 | RE | 1 | Electric Utility | N |  | N |  | N |  | Y | N | OP | Indiana-Kentucky Electric Corp | 9269 |  | 345 | 138 |  | N
9324 | Indiana Michigan Power Co | 986 | Elkhart | 330 Johnson St. | Elkhart | IN | 46516 | Elkhart | 41.6928 | -85.965 | RFC | PJM | PJM Interconnection, LLC | St Joseph River | 22 | RE | 1 | Electric Utility | N |  | N |  | N |  |  | X |  | Indiana Michigan Power Co | 9324 | IN | 34.5 |  |  | N | [5 empty] | N | X
14354 | PacifiCorp | 987 | Last Chance | Last Chance Lane | Grace | ID | 83241 | Caribou | 42.6033 | -111.7053 | WECC | PACE | PacifiCorp - East | Last Chance Canal | 22 | RE | 1 | Electric Utility | N |  | N |  | N |  |  | X |  | PacifiCorp | 14354 | ID | 12.47 |  |  | N
9324 | Indiana Michigan Power Co | 988 | Tanners Creek | 800 AEP Drive | Lawrenceburg | IN | 47025 | Dearborn | 39.0814 | -84.8594 | RFC | PJM | PJM Interconnection, LLC | Ohio River | 22 | RE | 1 | Electric Utility | N |  | N |  | N |  | Y | N | OS | Indiana Michigan Power Co | 9324 | IN | 138 |  |  | N | [5 empty] | N | X
9324 | Indiana Michigan Power Co | 989 | Twin Branch | 2900 South Shore Drive | Mishawaka | IN | 46500 | St Joseph | 41.665 | -86.1322 | RFC | PJM | PJM Interconnection, LLC | St Joseph River | 22 | RE | 1 | Electric Utility | N |  | N |  | N |  |  | X |  | Indiana Michigan Power Co | 9324 | IN | 34.5 |  |  | N | [5 empty] | N | X
9273 | Indianapolis Power & Light Co | 990 | Harding Street | 3700 South Harding Street | Indianapolis | IN | 46217 | Marion | 39.7113 | -86.1969 | RFC | MISO | Midcontinent Independent Transmission System Operator, Inc.. | West fork of White River | 22 | RE | 1 | Electric Utility | N |  | N |  | N |  | Y | N | OP | Indianapolis Power & Light Co | 9273 | IN | 138 |  |  | Y | CITIZENS ENERGY GROUP |  |  |  |  | N
9273 | Indianapolis Power & Light Co | 991 | Eagle Valley (IN) | 4040 Blue Bluff Road | Martinsville | IN | 46151 | Morgan | 39.4852 | -86.4183 | RFC | MISO | Midcontinent Independent Transmission System Operator, Inc.. | West fork of White River | 22 | RE | 1 | Electric Utility | N |  | N |  | N |  | Y | N | OP | Indianapolis Power & Light Co | 9273 | IN | 138 | [8 empty] | N
3599 | Citizens Thermal Energy | 992 | CC Perry K | 366 Kentucky Avenue | Indianapolis | IN | 46225 | Marion | 39.7631 | -86.1667 | RFC | MISO | Midcontinent Independent Transmission System Operator, Inc.. | W. Fork, White River | 22 | NR | 3 | IPP CHP | N |  | N |  | N |  | N | X |  | Indianapolis Power & Light Co | 9273 | IN | 4.1 |  |  | N | CITIZENS ENERGY GROUP |  |  |  |  | N
9273 | Indianapolis Power & Light Co | 994 | AES Petersburg | State Road 57 | Petersburg | IN | 47567 | Pike | 38.5281 | -87.2525 | RFC | MISO | Midcontinent Independent Transmission System Operator, Inc.. | White River | 22 | RE | 1 | Electric Utility | N |  | N |  | N |  | Y | N | OP | Indianapolis Power & Light Co | 9273 | IN | 345 |  |  | N
13756 | Northern Indiana Pub Serv Co | 995 | Bailly | 246 Bailly Station Road | Chesterton | IN | 46304 | Porter | 41.645 | -87.1225 | RFC | MISO | Midcontinent Independent Transmission System Operator, Inc.. | Lake Michigan | 22 | RE | 1 | Electric Utility | N |  | N |  | N |  | Y | Y | OP | Northern Indiana Pub Serv Co | 13756 | IN | 138 |  |  | N |  | NATURAL GAS PL CO OF AMERICA |  |  |  | N
13756 | Northern Indiana Pub Serv Co | 996 | Dean H Mitchell | 1 N. Clark Road | Gary | IN | 46401 | Lake | 41.6392 | -87.4069 | RFC | MISO | Midcontinent Independent Transmission System Operator, Inc.. | Lake Michigan | 22 | RE | 1 | Electric Utility | N |  | N |  | N |  | Y | N | OS | Northern Indiana Pub Serv Co | 13756 | IN | 138
13756 | Northern Indiana Pub Serv Co | 997 | Michigan City | 100 N. Wabash | Michigan City | IN | 46360 | LaPorte | 41.7208 | -86.9086 | RFC | MISO | Midcontinent Independent Transmission System Operator, Inc.. | Lake Michigan | 22 | RE | 1 | Electric Utility | N |  | N |  | N |  | Y | N | OP | Northern Indiana Pub Serv Co | 13756 | IN | 345 |  |  | N |  | NATURAL GAS PL CO OF AMERICA |  |  |  | N
13756 | Northern Indiana Pub Serv Co | 998 | Norway (IN) | 279 W. Turbine Ct. | Monticello | IN | 47960 | White | 40.7803 | -86.76 | RFC | MISO | Midcontinent Independent Transmission System Operator, Inc.. | Tippecanoe River | 22 | RE | 1 | Electric Utility | N |  | N |  | N |  |  | X |  | Northern Indiana Pub Serv Co | 13756 | IN | 69 |  |  | N
13756 | Northern Indiana Pub Serv Co | 999 | Oakdale | 11852 W. 750 N. | Monticello | IN | 47960 | Carroll | 40.6564 | -86.7528 | RFC | MISO | Midcontinent Independent Transmission System Operator, Inc.. | Tippecanoe River | 22 | RE | 1 | Electric Utility | N |  | N |  | N |  |  | X |  | Northern Indiana Pub Serv Co | 13756 | IN | 69 |  |  | N
15470 | Duke Energy Indiana, LLC | 1001 | Cayuga | PO Box 188 SR 63 North | Cayuga | IN | 47928 | Vermillion | 39.9242 | -87.4244 | RFC | MISO | Midcontinent Independent Transmission System Operator, Inc.. | Wabash River | 22 | RE | 1 | Electric Utility | N |  | N |  | N |  | Y | Y | OP | Duke Energy Indiana Inc | 15470 | IN | 345 |  |  | N | INDIANA GAS COMPANY INC |  |  |  | LDC should be Vectren Energy but it was not available in the list. | N | N
15470 | Duke Energy Indiana, LLC | 1002 | Connersville | RR 2 | Connersville | IN | 47300 | Fayette | 39.6561 | -85.1758 | RFC | MISO | Midcontinent Independent Transmission System Operator, Inc.. |  | 22 | RE | 1 | Electric Utility | N |  | N |  | N |  | N | X |  | Duke Energy Indiana Inc | 15470 | IN | 138 |  |  | N | [5 empty] | X | X
15470 | Duke Energy Indiana, LLC | 1004 | Edwardsport | 15400 Villwock Rd | Edwardsport | IN | 47500 | Knox | 38.8067 | -87.2472 | RFC | MISO | Midcontinent Independent Transmission System Operator, Inc.. | West fork White River | 22 | RE | 1 | Electric Utility | N |  | N |  | N |  | Y | N | OP | Duke Energy Indiana Inc | 15470 | IN | 138 |  |  | N | INDIANA GAS COMPANY INC |  |  |  | LDC should be Vectren Energy but it was not listed in the available names. | N | N
15470 | Duke Energy Indiana, LLC | 1005 | Markland | 560 Highway 156 | Florence | IN | 47020 | Switzerland | 38.7795 | -84.964 | RFC | MISO | Midcontinent Independent Transmission System Operator, Inc.. | Ohio River | 22 | RE | 1 | Electric Utility | N |  | N |  | N |  | N | X |  | Duke Energy Indiana Inc | 15470 | IN | 138 |  |  | N | [5 empty] | X | X
15470 | Duke Energy Indiana, LLC | 1006 | Miami Wabash | 1337 S Wabash St | Wabash | IN | 46992 | Wabash | 40.7884 | -85.8178 | RFC | MISO | Midcontinent Independent Transmission System Operator, Inc.. |  | 22 | RE | 1 | Electric Utility | N |  | N |  | N |  | N | X |  | Duke Energy Indiana Inc | 15470 | IN | 138 |  |  | N | [5 empty] | X | X
15470 | Duke Energy Indiana, LLC | 1007 | Noblesville | 21225 Riverwood Ave | Noblesville | IN | 46060 | Hamilton | 40.0969 | -85.9714 | RFC | MISO | Midcontinent Independent Transmission System Operator, Inc.. | White River | 22 | RE | 1 | Electric Utility | N |  | N |  | N |  | N | X |  | Duke Energy Indiana Inc | 15470 | IN | 138 |  |  | N |  | PANHANDLE EASTERN PIPELINE COMPANY |  |  |  | N | N
15470 | Duke Energy Indiana, LLC | 1008 | R Gallagher | 30 Jackson St | New Albany | IN | 47200 | Floyd | 38.2636 | -85.8381 | RFC | MISO | Midcontinent Independent Transmission System Operator, Inc.. | Ohio River | 22 | RE | 1 | Electric Utility | N |  | N |  | N |  | Y | N | OP | Duke Energy Indiana Inc | 15470 | IN | 230 |  |  | N | [5 empty] | X | X
15470 | Duke Energy Indiana, LLC | 1010 | Wabash River | 450 Bolton Rd | Terre Haute | IN | 47885 | Vigo | 39.53 | -87.4247 | RFC | MISO | Midcontinent Independent Transmission System Operator, Inc.. | Wabash River | 22 | RE | 1 | Electric Utility | N |  | N |  | N |  | Y | Y | OS | Duke Energy Indiana Inc | 15470 | IN | 230 |  |  | N |  | MIDWESTERN GAS TRANSMISSION COMPANY |  |  |  | N | N
17633 | Southern Indiana Gas & Elec Co | 1011 | Broadway (IN) | 2600 Broadway Ave | Evansville | IN | 47712 | Vanderburgh | 37.9691 | -87.6049 | RFC | MISO | Midcontinent Independent Transmission System Operator, Inc.. |  | 22 | RE | 1 | Electric Utility | N |  | N |  | N |  | N | X |  | Southern Indiana Gas & Elec Co | 17633 | IN | 69 |  |  | N |  | TEXAS GAS TRANSMISSION LLC | ONEOK TRANSMISSION CO |  |  | N | N
17633 | Southern Indiana Gas & Elec Co | 1012 | F B Culley | 3700 Darlington Road | Newburgh | IN | 47630 | Warrick | 37.9111 | -87.3275 | RFC | MISO | Midcontinent Independent Transmission System Operator, Inc.. | Ohio River | 22 | RE | 1 | Electric Utility | N |  | N |  | N |  | Y | N | OP | Southern Indiana Gas & Elec Co | 17633 | IN | 138 |  |  | N |  | TEXAS GAS TRANSMISSION LLC | ANR PIPELINE COMPANY | ONEOK TRANSMISSION CO | midwest gas is also a supplier to this facility | N | X
17633 | Southern Indiana Gas & Elec Co | 1013 | Northeast (IN) | 2700 Bergdolt Road | Evansville | IN | 47711 | Vanderburgh | 38.0211 | -87.5172 | RFC | MISO | Midcontinent Independent Transmission System Operator, Inc.. | RF | 22 | RE | 1 | Electric Utility | N |  | N |  | N |  | N | X |  | Southern Indiana Gas & Elec Co | 17633 | IN | 69 |  |  | N |  | TEXAS GAS TRANSMISSION LLC |  |  |  | N | X
6235 | Public Works Comm-City of Fayetteville | 1016 | Butler-Warner Generation Plant | 2274 Custer Ave | Fayetteville | NC | 28312 | Cumberland | 35.0986 | -78.8294 | SERC | CPLE | Progress Energy Carolinas - EAST | City Water | 22 | RE | 1 | Electric Utility | N |  | N |  | N |  | N | X |  | Public Works Comm-City of Fayetteville | 6235 | NC | 66 |  |  | N | PIEDMONT NATURAL GAS |  |  |  |  | N | N
11588 | City of Manti - (UT) | 1020 | Manti Lower | 800 East 500 South | Manti | UT | 84642 | Sanpete | 39.2559 | -111.6215 | WECC | PACE | PacifiCorp - East | Manti Creek | 22 | RE | 1 | Electric Utility | N |  | N |  | N |  |  | X |  | City of Manti - (UT) | 11588 | UT | 4 |  |  | N | [5 empty] | X | X
59774 | Crawfordsville Energy LLC | 1024 | Crawfordsville Power Plant | 700 Lafayette Road | Crawfordsville | IN | 47933 | Montgomery | 40.0489 | -86.8992 | RFC | MISO | Midcontinent Independent Transmission System Operator, Inc.. | Wells/Cooling Tower | 22 | NR | 2 | IPP Non-CHP | N |  | N |  | N |  | N | X |  | Crawfordsville Elec, Lgt & Pwr | 4508 | IN | 13.8 |  |  | N | Other - See pipeline notes.
11142 | City of Logansport - (IN) | 1032 | Logansport | 800 Race Street | Logansport | IN | 46947 | Cass | 40.7589 | -86.3603 | RFC | MISO | Midcontinent Independent Transmission System Operator, Inc.. | Eel River | 22 | RE | 1 | Electric Utility | N |  | N |  | N |  | N | X |  | Duke Energy Indiana Inc | 15470 | IN | 69 |  |  | N |  | NORTHERN INDIANA PUBLIC SERVICE CO |  |  |  | N | N
14839 | City of Peru - (IN) | 1037 | Peru (IN) | 307 East Canal Street | Peru | IN | 46970 | Miami | 40.7551 | -86.0575 | RFC | MISO | Midcontinent Independent Transmission System Operator, Inc.. | Wabash River | 22 | RE | 1 | Electric Utility | N |  | N |  | N |  | N | X |  | City of Peru - (IN) | 14839 | IN | 34.5 |  |  | N | [5 empty] | X | X
15860 | City of Rensselaer - (IN) | 1038 | Rensselaer City Light Plant | 425 N Van Rensselaer | Rensselaer | IN | 47978 | Jasper | 40.9395 | -87.1545 | RFC | MISO | Midcontinent Independent Transmission System Operator, Inc.. | Municipality | 22 | RE | 1 | Electric Utility | N |  | N |  | N |  | N | X |  | Northern Indiana Pub Serv Co | 13756 | IN | 69 |  |  | N | RENSSELAER GAS UTIL DEPT | TRUNKLINE GAS COMPANY |  |  |  | N | X
15989 | City of Richmond - (IN) | 1040 | Whitewater Valley | 2000 US 27 SOUTH | RICHMOND | IN | 47375 | Wayne | 39.8028 | -84.8953 | RFC | PJM | PJM Interconnection, LLC | East Fork Of Whitewater River | 22 | RE | 1 | Electric Utility | N |  | N |  | N |  | Y | N | OS | City of Richmond - (IN) | 15989 | IN | 13.8 |  |  | N | [5 empty] | X | X
9267 | Hoosier Energy R E C, Inc | 1043 | Frank E Ratts | 6825 N. Blackburn Rd. | Petersburg | IN | 47567 | Pike | 38.5201 | -87.2662 | RFC | MISO | Midcontinent Independent Transmission System Operator, Inc.. | White River | 22 | RE | 1 | Electric Utility | N |  | N |  | N |  | Y | N | OS |  |  |  | 161 |  |  | N | [5 empty] | X | X
9417 | Interstate Power and Light Co | 1046 | Dubuque | 920 Kerper Road | Dubuque | IA | 52001 | Dubuque | 42.5031 | -90.6586 | MRO | MISO | Midcontinent Independent Transmission System Operator, Inc.. | Mississippi River | 22 | RE | 1 | Electric Utility | N |  | N |  | N |  | Y | Y | OS | ITC Midwest LLC | 56161 |  | 69 |  |  | N |  | NORTHERN NATURAL GAS |  |  |  | N
9417 | Interstate Power and Light Co | 1047 | Lansing | 2320 Power Plant Drive | Lansing | IA | 52151 | Allamakee | 43.3359 | -91.1675 | MRO | MISO | Midcontinent Independent Transmission System Operator, Inc.. | Mississippi River | 22 | RE | 1 | Electric Utility | N |  | N |  | N |  | Y | N | OP | ITC Midwest LLC | 56161 |  | 161 |  |  | N | [5 empty] | X
9417 | Interstate Power and Light Co | 1048 | Milton L Kapp | 2001 Beaver Channel Parkway | Clinton | IA | 52732 | Clinton | 41.8081 | -90.2336 | MRO | MISO | Midcontinent Independent Transmission System Operator, Inc.. | Mississippi River | 22 | RE | 1 | Electric Utility | N |  | N |  | N |  | Y | N | OS | ITC Midwest LLC | 56161 |  | 161 |  |  | N | INTERSTATE POWER AND LIGHT COMPANY | NORTHERN BORDER P L CO | NATURAL GAS PL CO OF AMERICA |  |  | N
9417 | Interstate Power and Light Co | 1052 | Ames Diesel Generating Station | 2300 Dayton Rd | Ames | IA | 50010 | Story | 42.0133 | -93.5754 | MRO | MISO | Midcontinent Independent Transmission System Operator, Inc.. | Municipality | 22 | RE | 1 | Electric Utility | N |  | N |  | N |  |  | X |  | Interstate Power and Light Co | 9417 | IA | 12.4
9417 | Interstate Power and Light Co | 1058 | Sixth Street | 509 6th Street NE | Cedar Rapids | IA | 52402 | Linn | 41.9848 | -91.6686 | MRO | MISO | Midcontinent Independent Transmission System Operator, Inc.. | Cedar Lake | 22 | RE | 1 | Electric Utility | N |  | N |  | N |  | N | X |  | ITC Midwest LLC | 56161 | MI | 34.5
55269 | NextEra Energy Duane Arnold LLC | 1060 | Duane Arnold Energy Center | 3277 DAEC Rd | Palo | IA | 52324 | Linn | 42.1011 | -91.7781 | MRO | MISO | Midcontinent Independent Transmission System Operator, Inc.. | Cedar River | 22 | NR | 2 | IPP Non-CHP | N |  | N |  | N |  | N | X |  | ITC Midwest LLC | 56161 |  | 161 |  |  | N
58149 | Renewable World Energies LLC | 1067 | Iowa Hydro LLC | 4226 173rd Ave | Maquoketa | IA | 52060 | Jackson | 42.07 | -90.6977 | MRO | MISO | Midcontinent Independent Transmission System Operator, Inc.. | Maquoketa River | 22 | NR | 2 | IPP Non-CHP | N |  | N |  | N |  | N | X |  | Interstate Power and Light Co | 9417 | IA | 34.6 |  |  | N
9417 | Interstate Power and Light Co | 1068 | Marshalltown | 3001 E. Main St Rd | Marshalltown | IA | 50158 | Marshall | 42.0474 | -92.8594 | MRO | MISO | Midcontinent Independent Transmission System Operator, Inc.. |  | 22 | RE | 1 | Electric Utility | N |  | N |  | N |  | N | X |  | ITC Midwest LLC | 56161 |  | 115 |  |  | N |  | NORTHERN BORDER P L CO |  |  |  | N
9417 | Interstate Power and Light Co | 1073 | Prairie Creek | 3300 C Street SW | Cedar Rapids | IA | 52404 | Linn | 41.944 | -91.6392 | MRO | MISO | Midcontinent Independent Transmission System Operator, Inc.. | Cedar River | 22 | RE | 1 | Electric Utility | N |  | N |  | N |  | Y | N | OP | ITC Midwest LLC | 56161 |  | 115 |  |  | N | MIDAMERICAN ENERGY COMPANY | NATURAL GAS PL CO OF AMERICA |  |  |  | N
9417 | Interstate Power and Light Co | 1077 | Sutherland | 3001 E. Main St Rd | Marshalltown | IA | 50158 | Marshall | 42.0473 | -92.8594 | MRO | MISO | Midcontinent Independent Transmission System Operator, Inc.. | Wells | 22 | RE | 1 | Electric Utility | N |  | N |  | N |  | Y | N | OS | ITC Midwest LLC | 56161 |  | 115 |  |  | N | INTERSTATE POWER AND LIGHT COMPANY | NORTHERN NATURAL GAS |  |  |  | N
12341 | MidAmerican Energy Co | 1079 | Coralville GT | 401-1st Avenue | Coralville | IA | 52240 | Johnson | 41.6719 | -91.564 | MRO | MISO | Midcontinent Independent Transmission System Operator, Inc.. |  | 22 | RE | 1 | Electric Utility | N |  | N |  | N |  | N | X |  | MidAmerican Energy Co | 12341 | IA | 69 |  |  | N |  | MIDAMERICAN ENERGY COMPANY |  |  |  | N | X
12341 | MidAmerican Energy Co | 1081 | Riverside | 6001 State Street | Bettendorf | IA | 52722 | Scott | 41.54 | -90.4481 | MRO | MISO | Midcontinent Independent Transmission System Operator, Inc.. | Mississippi River | 22 | RE | 1 | Electric Utility | N |  | N |  | N |  | N | X | OS | MidAmerican Energy Co | 12341 | IA | 69 |  |  | N | MIDAMERICAN ENERGY COMPANY | MIDAMERICAN ENERGY COMPANY |  |  |  | N | X
12341 | MidAmerican Energy Co | 1082 | Walter Scott Jr Energy Center | 7215 Navajo St. | Council Bluffs | IA | 51501 | Pottawattamie | 41.18 | -95.8408 | MRO | MISO | Midcontinent Independent Transmission System Operator, Inc.. | Missouri River, Wells | 22 | RE | 1 | Electric Utility | N |  | N |  | N |  | Y | N | OP | MidAmerican Energy Co | 12341 | IA | 345 | 161 | 69 | N |  | BLACK HILLS ENERGY |  |  |  | N | N
12341 | MidAmerican Energy Co | 1084 | River Hills | 105 Grand Ave | Des Moines | IA | 50309 | Polk | 41.5902 | -93.6195 | MRO | MISO | Midcontinent Independent Transmission System Operator, Inc.. |  | 22 | RE | 1 | Electric Utility | N |  | N |  | N |  | N | X |  | MidAmerican Energy Co | 12341 | IA | 69 |  |  | N |  | MIDAMERICAN ENERGY COMPANY |  |  |  | N | X
12341 | MidAmerican Energy Co | 1091 | George Neal North | 1151 - 260 St | Sergeant Bluff | IA | 51052 | Woodbury | 42.2998 | -96.3617 | MRO | MISO | Midcontinent Independent Transmission System Operator, Inc.. | Missouri River | 22 | RE | 1 | Electric Utility | N |  | N |  | N |  | Y | N | OP | MidAmerican Energy Co | 12341 | IA | 345 | 161 |  | N | MIDAMERICAN ENERGY COMPANY |  |  |  |  | N | X
12341 | MidAmerican Energy Co | 1097 | Merle Parr | 160 - 11 St | Charles City | IA | 50616 | Floyd | 43.0563 | -92.6932 | MRO | MISO | Midcontinent Independent Transmission System Operator, Inc.. |  | 22 | RE | 1 | Electric Utility | N |  | N |  | N |  | N | X |  | MidAmerican Energy Co | 12341 | IA | 69 |  |  | N |  | MIDAMERICAN ENERGY COMPANY |  |  |  | N | X
9417 | Interstate Power and Light Co | 1104 | Burlington (IA) | 4282 Sullivan Slough Road | Burlington | IA | 52601 | Des Moines | 40.7412 | -91.1167 | MRO | MISO | Midcontinent Independent Transmission System Operator, Inc.. | Mississippi River | 22 | RE | 1 | Electric Utility | N |  | N |  | N |  | Y | N | OP | ITC Midwest LLC | 56161 |  | 161 |  |  | N | INTERSTATE POWER AND LIGHT COMPANY | ANR PIPELINE COMPANY |  |  |  | N
9417 | Interstate Power and Light Co | 1105 | Centerville | 1625 N. 14th St | Centerville | IA | 52544 | Appanoose | 40.7478 | -92.8731 | MRO | MISO | Midcontinent Independent Transmission System Operator, Inc.. |  | 22 | RE | 1 | Electric Utility | N |  | N |  | N |  | N | X |  | ITC Midwest LLC | 56161 |  | 69 |  |  | N | [5 empty] | X
19436 | Union Electric Co - (MO) | 1109 | Keokuk | 523 North Water Street | Keokuk | IA | 52632 | Lee | 40.3965 | -91.3719 | SERC | MISO | Midcontinent Independent Transmission System Operator, Inc.. | Mississippi River | 22 | RE | 1 | Electric Utility | N |  | N |  | N |  |  | X |  | Union Electric Co - (MO) | 19436 | MO | 69 |  |  | N
309 | City of Algona - (IA) | 1120 | Algona | 521 N Hall St. | Algona | IA | 50511 | Kossuth | 43.0733 | -94.2392 | SPP | SWPP | Southwest Power Pool | Wells | 22 | RE | 1 | Electric Utility | N |  | N |  | N |  | N | X |  | City of Algona - (IA) | 309 | IA | 13.8 |  |  | N |  | MIDAMERICAN ENERGY COMPANY |  |  |  | N | X
405 | City of Alta - (IA) | 1121 | Alta Municipal Utilities | 209 East 2nd Street | Alta | IA | 51002 | Buena Vista | 42.6736 | -95.3026 | SPP | SWPP | Southwest Power Pool | Well | 22 | RE | 1 | Electric Utility | N |  | N |  | N |  | N | X |  | City of Alta - (IA) | 405 | IA | 4 |  |  | N
554 | City of Ames - (IA) | 1122 | Ames Electric Services Power Plant | 200 E 5th St | Ames | IA | 50010 | Story | 42.0258 | -93.6089 | MRO | MISO | Midcontinent Independent Transmission System Operator, Inc.. | Wells - Ames Alluvial Aquifer | 22 | RE | 1 | Electric Utility | N |  | N |  | N |  | Y | Y | OP | City of Ames - (IA) | 554 | IA | 69 |  |  | N | Other - See pipeline notes. |  |  |  | Alliant Energy | N | X
682 | City of Anita - (IA) | 1123 | Anita | 828 Main Street | Anita | IA | 50020 | Cass | 41.4442 | -94.7665 | MRO | MISO | Midcontinent Independent Transmission System Operator, Inc.. |  | 22 | RE | 1 | Electric Utility | N |  | N |  | N |  | N | X |  | City of Anita - (IA) | 682 | IA | 35 |  |  | N | [5 empty] | X | X
965 | Atlantic Municipal Utilities | 1124 | Atlantic | 201 N. Pine Street | Atlantic | IA | 50022 | Cass | 41.409 | -95 | MRO | MISO | Midcontinent Independent Transmission System Operator, Inc.. | Municipality | 22 | RE | 1 | Electric Utility | N |  | N |  | N |  | N | X |  | Atlantic Municipal Utilities | 965 | IA | 161 | 69 | 13.2 | N | INTERSTATE POWER AND LIGHT COMPANY |  |  |  |  | N | X
1172 | Bancroft Municipal Utilities | 1125 | Bancroft | 108 North Portland | Bancroft | IA | 50517 | Kossuth | 43.2926 | -94.2171 | MRO | MISO | Midcontinent Independent Transmission System Operator, Inc.. |  | 22 | RE | 1 | Electric Utility | N |  | N |  | N |  | N | X |  | Bancroft Municipal Utilities | 1172 | IA | 12.5 |  |  | N
1515 | City of Bellevue - (IA) | 1126 | Bellevue | 900 N. Riverview | Bellevue | IA | 52031 | Jackson | 42.25 | -90.4167 | MRO | MISO | Midcontinent Independent Transmission System Operator, Inc.. | Jordon Stream Wells | 22 | RE | 1 | Electric Utility | N |  | N |  | N |  | N | X |  | Central Iowa Power Cooperative | 3258 |  | 69 |  |  | N |  | BLACK HILLS ENERGY |  |  |  | N
1869 | City of Bloomfield - (IA) | 1127 | Bloomfield | 111 W Franklin St | Bloomfield | IA | 52537 | Davis | 40.7031 | -92.4253 | MRO | AECI | Associated Electric Cooperative, Inc. | Bloomfield Municipality | 22 | RE | 1 | Electric Utility | N |  | N |  | N |  |  | X |  | City of Bloomfield - (IA) | 1869 | IA | 69 |  |  | N | BLOOMFIELD CITY OF |  |  |  |  | N
2287 | City of Brooklyn - (IA) | 1128 | Brooklyn | 123 E Front Street | Brooklyn | IA | 52211 | Poweshiek | 41.7278 | -92.4479 | MRO | MISO | Midcontinent Independent Transmission System Operator, Inc.. | Municipality | 22 | RE | 1 | Electric Utility | N |  | N |  | Y | pending | N | X |  | City of Brooklyn - (IA) | 2287 | IA | 34.5 |  |  | N | BROOKLYN MUNICIPAL UTILITIES |  |  |  |  | N | N
3137 | Cascade Municipal Utilities | 1129 | Cascade | 201 Pierce St SW | Cascade | IA | 52033 | Dubuque | 42.2982 | -91.012 | MRO | MISO | Midcontinent Independent Transmission System Operator, Inc.. | Municipality | 22 | RE | 1 | Electric Utility | N |  | N |  | N |  | N | X |  | ITC Midwest LLC | 56161 |  | 69 |  |  | N | CASCADE NAT GAS CORP |  |  |  |  | N | N
3203 | Cedar Falls Utilities | 1130 | Gas Turbine (IA) | West 27th Street | Cedar Falls | IA | 50613 | Black Hawk | 42.512 | -92.476 | MRO | MISO | Midcontinent Independent Transmission System Operator, Inc.. |  | 22 | RE | 1 | Electric Utility | N |  | N |  | N |  | N | X |  | Cedar Falls Utilities | 3203 | IA | 69 |  |  | N |  | NORTHERN NATURAL GAS |  |  |  | N | X
3203 | Cedar Falls Utilities | 1131 | Streeter Station | Utility Parkway | Cedar Falls | IA | 50613 | Black Hawk | 42.5267 | -92.4394 | MRO | MISO | Midcontinent Independent Transmission System Operator, Inc.. | Wells | 22 | RE | 1 | Electric Utility | N |  | N |  | N |  | N | X |  | Cedar Falls Utilities | 3203 | IA | 69 |  |  | N |  | NORTHERN NATURAL GAS |  |  |  | N | X
3900 | City of Coggon - (IA) | 1132 | Coggon | 131 West Main St | Coggon | IA | 52218 | Linn | 42.2808 | -91.5327 | MRO | MISO | Midcontinent Independent Transmission System Operator, Inc.. | Cooling | 22 | RE | 1 | Electric Utility | N |  | N |  | N |  | N | X |  | ITC Midwest LLC | 56161 |  | 69 | 12.4 | 2.4 | N | [5 empty] | N | N
4375 | City of Corning - (IA) | 1134 | Corning | 501 Benton Avenue | Corning | IA | 50841 | Adams | 40.9871 | -94.7352 | MRO | MISO | Midcontinent Independent Transmission System Operator, Inc.. | Municipality | 22 | RE | 1 | Electric Utility | N |  | N |  | N |  | N | X |  | City of Corning - (IA) | 4375 | IA | 34.5 |  |  | N | [5 empty] | N | N
4919 | City of Dayton - (IA) | 1135 | Dayton (IA) | 101 South Main Street | Dayton | IA | 50530 | Webster | 42.2602 | -94.0692 | MRO | MISO | Midcontinent Independent Transmission System Operator, Inc.. | Municipality | 22 | RE | 1 | Electric Utility | N |  | N |  | N |  |  | X |  | City of Dayton - (IA) | 4919 | IA | 4.16 |  |  | N | [5 empty] | N | X
5998 | City of Estherville - (IA) | 1137 | Estherville | 21 North 1st Street | Estherville | IA | 51334 | Emmet | 43.4028 | -94.8433 | MRO | SWPP | Southwest Power Pool | Municipality | 22 | RE | 1 | Electric Utility | N |  | N |  | N |  | N | X |  | Iowa Lakes Electric Coop | 9425 | IA | 69 |  |  | N | BLACK HILLS ENERGY | BLACK HILLS ENERGY |  |  |  | N | N
6579 | City of Forest City- (IA) | 1138 | Forest City Light Plant | 306 East J St | Forest City | IA | 50436 | Winnebago | 43.2632 | -93.6354 | MRO | MISO | Midcontinent Independent Transmission System Operator, Inc.. |  | 22 | RE | 1 | Electric Utility | N |  | N |  | N |  | N | X |  | Dairyland Power Coop | 4716 |  | 69 |  |  | N
7424 | Gowrie Municipal Utilities | 1141 | Gowrie | 1102 Main St. | Gowrie | IA | 50543 | Webster | 42.2828 | -94.289 | MRO | MISO | Midcontinent Independent Transmission System Operator, Inc.. | Municipality Wells | 22 | RE | 1 | Electric Utility | N |  | N |  | N |  | N | X |  | Gowrie Municipal Utilities | 7424 | IA | 34.5 |  |  | N | [5 empty] | X | X
7443 | City of Graettinger - (IA) | 1142 | Graettinger | 101 W Hoffman Street | Graettinger | IA | 51342 | Palo Alto | 43.2397 | -94.7498 | MRO | MISO | Midcontinent Independent Transmission System Operator, Inc.. | Municipality | 22 | RE | 1 | Electric Utility | N |  | N |  | N |  |  | X |  | Corn Belt Power Coop | 4363 |  | 69 |  |  | N
7486 | City of Grand Junction - (IA) | 1143 | Grand Junction | 305 South 11th | Grand Junction | IA | 50107 | Greene | 42.0296 | -94.3699 | MRO | MISO | Midcontinent Independent Transmission System Operator, Inc.. | Municipality | 22 | RE | 1 | Electric Utility | N |  | N |  | N |  | N | X |  | ITC Transmission | 56068 |  | 35.5 |  |  | N |  | BLACK HILLS ENERGY |  |  |  | N
7626 | City of Greenfield - (IA) | 1144 | Greenfield | 207 S 1st Street | Greenfield | IA | 50849 | Adair | 41.3039 | -94.4606 | MRO | MISO | Midcontinent Independent Transmission System Operator, Inc.. | Municipality | 22 | RE | 1 | Electric Utility | N |  | N |  | N |  | N | X |  | City of Greenfield - (IA) | 7626 | IA | 4.16 |  |  | N | [5 empty] | N | N
7743 | Grundy Center Mun Light & Power | 1145 | Grundy Center City Light Plant | 504 7th. Street. | Grundy Center | IA | 50638 | Grundy | 42.3631 | -92.7723 | MRO | MISO | Midcontinent Independent Transmission System Operator, Inc.. | Well | 22 | RE | 1 | Electric Utility | N |  | N |  | N |  | N | X |  | Grundy Center Mun Light & Power | 7743 | IA | 4.16 | 12.7 |  | N | BLACK HILLS ENERGY | BLACK HILLS ENERGY |  |  |  | N | N
8122 | Harlan Municipal Utilities - (IA) | 1146 | Harlan | 405 Chatburn Ave. | Harlan | IA | 51537 | Shelby | 41.6445 | -95.3153 | MRO | MISO | Midcontinent Independent Transmission System Operator, Inc.. |  | 22 | RE | 1 | Electric Utility | N |  | N |  | N |  | N | X |  | Harlan Municipal Utilities - (IA) | 8122 | IA | 240 |  |  | N | [5 empty] | X | X
9275 | Indianola Municipal Utilities | 1150 | Indianola | 111 South Buxton Street | Indianola | IA | 50125 | Warren | 41.3595 | -93.5633 | MRO | MISO | Midcontinent Independent Transmission System Operator, Inc.. | Municipality | 22 | RE | 1 | Electric Utility | N |  | N |  | N |  | N | X |  | MidAmerican Energy Co | 12341 | IA | 69 |  |  | N |  | MIDAMERICAN ENERGY COMPANY |  |  |  | N
10608 | City of Lake Park - (IA) | 1153 | Lake Park | 209 South Market St | Lake Park | IA | 51347 | Dickinson | 43.4301 | -95.3153 | MRO | MISO | Midcontinent Independent Transmission System Operator, Inc.. |  | 22 | RE | 1 | Electric Utility | N |  | N |  | N |  |  | X |  | City of Lake Park - (IA) | 10608 | IA | 4.16 |  |  | N
10606 | City of Lake Mills | 1154 | Lake Mills | 201 S. Mill Street | Lake Mills | IA | 50450 | Winnebago | 43.4172 | -93.5322 | MRO | MISO | Midcontinent Independent Transmission System Operator, Inc.. | Municipality | 22 | RE | 1 | Electric Utility | N |  | N |  | N |  |  | X |  | City of Lake Mills | 10606 | IA | 12.47 | 4.16 |  | N | BLACK HILLS ENERGY | BLACK HILLS ENERGY |  |  |  | N | N
10650 | City of Lamoni - (IA) | 1155 | Lamoni Municipal Utilities | 111 S. Chestnut St. | Lamoni | IA | 50140 | Decatur | 40.622 | -93.9326 | MRO | MISO | Midcontinent Independent Transmission System Operator, Inc.. | Municipality | 22 | RE | 1 | Electric Utility | N |  | N |  | N |  | N | X |  | Central Iowa Power Cooperative | 3258 |  | 69 | 12.47 |  | N | LAMONI MUN UTIL |  |  |  |  | N | N
10542 | La Porte City Utilities | 1156 | La Porte | 305 Locust St | La Porte City | IA | 50651 | Black Hawk | 42.3159 | -92.1928 | MRO | MISO | Midcontinent Independent Transmission System Operator, Inc.. | Wells | 22 | RE | 1 | Electric Utility | N |  | N |  | N |  | N | X |  | Central Iowa Power Cooperative | 3258 |  | 34.5 |  |  | N | Other - See pipeline notes.
10769 | City of Laurens - (IA) | 1157 | Laurens | 210 RailRoad Street | Laurens | IA | 50554 | Pocahontas | 42.8486 | -94.8506 | MRO | SWPP | Southwest Power Pool | Municipality | 22 | RE | 1 | Electric Utility | N |  | N |  | N |  | N | X |  | City of Laurens - (IA) | 10769 | IA | 12.5 |  |  | N | [5 empty] | N | X
10908 | City of Lenox - (IA) | 1158 | Lenox | 205 South Main | Lenox | IA | 50851 | Taylor | 40.88 | -94.5589 | MRO | MISO | Midcontinent Independent Transmission System Operator, Inc.. | Municipality | 22 | RE | 1 | Electric Utility | N |  | N |  | N |  | N | X |  | City of Lenox - (IA) | 10908 | IA | 34.5 |  |  | N | [5 empty] | N | X
11581 | City of Manning | 1160 | Manning | 614 Main St | Manning | IA | 51455 | Carroll | 41.9067 | -95.0347 | MRO | SWPP | Southwest Power Pool | Municipality | 22 | RE | 1 | Electric Utility | N |  | N |  | N |  | N | X |  | City of Manning | 11581 | IA | 69 |  |  | N
11611 | City of Maquoketa - (IA) | 1162 | Maquoketa 1 | 505 N. Old Highway 61 | Maquoketa | IA | 52060 | Jackson | 42.0356 | -90.665 | MRO | MISO | Midcontinent Independent Transmission System Operator, Inc.. | Municipality | 22 | RE | 1 | Electric Utility | N |  | N |  | N |  | N | X |  | City of Maquoketa - (IA) | 11611 | IA | 34.5 |  |  | N |  | BLACK HILLS ENERGY |  |  |  | N | X
12114 | City of McGregor- (IA) | 1163 | McGregor | 126 1st Street | McGregor | IA | 52157 | Clayton | 43.0237 | -91.1749 | MRO | MISO | Midcontinent Independent Transmission System Operator, Inc.. | Municipality | 22 | RE | 1 | Electric Utility | N |  | N |  | N |  | N | X |  | ITC Transmission | 56068 |  | 69 |  |  | N
12541 | City of Milford - (IA) | 1164 | Milford | 806 N Ave. | Milford | IA | 51351 | Dickinson | 43.3261 | -95.1483 | MRO | SWPP | Southwest Power Pool |  | 22 | RE | 1 | Electric Utility | N |  | N |  | N |  | N | X |  | Corn Belt Power Coop | 4363 |  | 69 |  |  | N | [5 empty] | N | N
12839 | City of Montezuma - (IA) | 1165 | Montezuma | 406 East Washington | Montezuma | IA | 50171 | Poweshiek | 41.586 | -92.5228 | MRO | MISO | Midcontinent Independent Transmission System Operator, Inc.. | Municipality | 22 | RE | 1 | Electric Utility | N |  | N |  | N |  | N | X |  | City of Montezuma - (IA) | 12839 | IA | 161 |  |  | N |  | MONTEZUMA NATURAL GAS DEPT |  |  |  | N
13038 | City of Mt Pleasant - (IA) | 1166 | Mt Pleasant | 509 North Adams Street | Mt Pleasant | IA | 52641 | Henry | 40.9718 | -91.5512 | MRO | AECI | Associated Electric Cooperative, Inc. | Municipality | 22 | RE | 1 | Electric Utility | N |  | N |  | N |  | N | X |  | Northeast Missouri El Pwr Coop | 13738 |  | 69 |  |  | N | [5 empty] | N | X
13143 | Board of Water Electric & Communications | 1167 | Muscatine Plant #1 | 1700 Dick Drake Way | Muscatine | IA | 52761 | Muscatine | 41.3917 | -91.0569 | MRO | MISO | Midcontinent Independent Transmission System Operator, Inc.. | Mississippi River | 22 | RE | 1 | Electric Utility | N |  | N |  | N |  | N | X |  | Board of Water Electric & Communications | 13143 | IA | 161 | 69 |  | N |  | NATURAL GAS PL CO OF AMERICA |  |  |  | N | X
13444 | City of New Hampton - (IA) | 1168 | New Hampton | 921 Canty Av | New Hampton | IA | 50659 | Chickasaw | 43.0689 | -92.3201 | SPP | SWPP | Southwest Power Pool | Municipality | 22 | RE | 1 | Electric Utility | N |  | N |  | N |  | N | X |  | Corn Belt Energy Corporation | 4362 | IL | 69 |  |  | N | BLACK HILLS ENERGY |  |  |  |  | N | N
13990 | City of Ogden - (IA) | 1169 | Ogden | 201 NW 3rd Street | Ogden | IA | 50212 | Boone | 42.0372 | -94.0462 | MRO | MISO | Midcontinent Independent Transmission System Operator, Inc.. | Municipality | 22 | RE | 1 | Electric Utility | N |  | N |  | N |  | N | X |  | ITC Midwest LLC | 56161 |  | 35 |  |  | N | BLACK HILLS ENERGY | NORTHERN NATURAL GAS |  |  |  | N | N
14201 | City of Osage - (IA) | 1172 | Osage (IA) | 720 Chestnut | Osage | IA | 50461 | Mitchell | 43.2797 | -92.8106 | MRO | MISO | Midcontinent Independent Transmission System Operator, Inc.. | Municipality | 22 | RE | 1 | Electric Utility | N |  | N |  | N |  | N | X |  | City of Osage - (IA) | 14201 | IA | 69 |  |  | N |  | NORTHERN NATURAL GAS |  |  |  | N
14236 | Ottumwa City of | 1173 | Ottumwa City of | 323 South Market Street | Ottumwa | IA | 52501 | Wapello | 41.0163 | -92.4149 | MRO | MISO | Midcontinent Independent Transmission System Operator, Inc.. | Des Moines River | 22 | RE | 1 | Electric Utility | N |  | N |  | N |  |  | X |  | Interstate Power and Light Co | 9417 | IA | 13.2 |  |  | N
14645 | City of Pella - (IA) | 1175 | Pella | 519 Oskaloosa | Pella | IA | 50219 | Marion | 41.3981 | -92.9144 | MRO | MISO | Midcontinent Independent Transmission System Operator, Inc.. | Municipality | 22 | RE | 1 | Electric Utility | N |  | N |  | N |  | N | X |  | Pella City of | 14645 | IA | 69 | 12.47
15349 | City of Preston | 1176 | Preston (IA) | 22 West Gillet Street | Preston | IA | 52069 | Jackson | 42.0507 | -90.3942 | MRO | MISO | Midcontinent Independent Transmission System Operator, Inc.. | Municipality | 22 | RE | 1 | Electric Utility | N |  | N |  | N |  | N | X |  | City of Preston | 15349 | IA | 69 |  |  | N |  | NORTHERN NATURAL GAS |  |  |  | X | X
15377 | City of Primghar - (IA) | 1177 | Primghar | 160 S Hayes | Primghar | IA | 51245 | O'Brien | 43.0871 | -95.626 | MRO | MISO | Midcontinent Independent Transmission System Operator, Inc.. |  | 22 | RE | 1 | Electric Utility | N |  | N |  | N |  | N | X |  | City of Primghar - (IA) | 15377 | IA | 4.16 |  |  | N | [5 empty] | N | N
16211 | City of Rockford- (IA) | 1180 | Rockford | 18 1st St. S | Rockford | IA | 50468 | Floyd | 43.0489 | -92.9468 | MRO | MISO | Midcontinent Independent Transmission System Operator, Inc.. | City Water | 22 | RE | 1 | Electric Utility | N |  | N |  | N |  | N | X |  | City of Rockford- (IA) | 16211 | IA | 69 |  |  | N
16206 | Rock Rapids Municipal Utility | 1181 | Rock Rapids | 310 S Third Ave | Rock Rapids | IA | 51246 | Lyon | 43.4294 | -96.1692 | MRO | SWPP | Southwest Power Pool |  | 22 | RE | 1 | Electric Utility | N |  | N |  | N |  |  | X |  | Rock Rapids Municipal Utility | 16206 | IA | 4.16 |  |  | N
17141 | City of Sibley - (IA) | 1184 | Sibley One | 1108 3rd Ave. | Sibley | IA | 51249 | Osceola | 43.405 | -95.7261 | MRO | MISO | Midcontinent Independent Transmission System Operator, Inc.. | Municipality | 22 | RE | 1 | Electric Utility | N |  | N |  | N |  | N | X |  | ITC Midwest LLC | 56161 |  | 12 |  |  | N | INTERSTATE POWER AND LIGHT COMPANY |  |  |  |  | N
17783 | City of Spencer - (IA) | 1186 | Spencer Gas Turbine | 712 N Grand Avenue | Spencer | IA | 51301 | Clay | 43.1446 | -95.1443 | MRO | MISO | Midcontinent Independent Transmission System Operator, Inc.. |  | 22 | RE | 1 | Electric Utility | N |  | N |  | N |  | N | X |  | City of Spencer - (IA) | 17783 | IA | 69 |  |  | N | [5 empty] | N | X
18014 | City of State Center - (IA) | 1187 | State Center | 103 2nd Ave NW | State Center | IA | 50247 | Marshall | 42.0167 | -93.1633 | MRO | MISO | Midcontinent Independent Transmission System Operator, Inc.. | Municipality | 22 | RE | 1 | Electric Utility | N |  | N |  | N |  | N | X |  | ITC Midwest LLC | 56161 |  | 69 |  |  | N | INTERSTATE POWER AND LIGHT COMPANY |  |  |  |  | N | X
18177 | City of Story City - (IA) | 1188 | Story City | 505 Market Street | Story City | IA | 50248 | Story | 42.1861 | -93.6005 | MRO | MISO | Midcontinent Independent Transmission System Operator, Inc.. | Municipality | 22 | RE | 1 | Electric Utility | N |  | N |  | N |  | N | X |  | City of Story City - (IA) | 18177 | IA | 34.5 |  |  | N |  | BLACK HILLS ENERGY |  |  |  | N
18204 | City of Strawberry Point | 1189 | Strawberry Point | 106 West Milwaukee Road | Strawberry Point | IA | 52076 | Clayton | 42.6844 | -91.5356 | MRO | MISO | Midcontinent Independent Transmission System Operator, Inc.. | Municipality | 22 | RE | 1 | Electric Utility | N |  | N |  | N |  | N | X |  | City of Strawberry Point | 18204 | IA | 13.8
18231 | City of Stuart - (IA) | 1190 | Stuart (IA) | 114 North Fremont Street | Stuart | IA | 50250 | Guthrie | 41.5039 | -94.3172 | MRO | MISO | Midcontinent Independent Transmission System Operator, Inc.. | Municipality | 22 | RE | 1 | Electric Utility | N |  | N |  | N |  | N | X |  | Central Iowa Power Cooperative | 3258 |  | 34.5 |  |  | N | MIDAMERICAN ENERGY COMPANY | MIDAMERICAN ENERGY COMPANY |  |  |  | N | X
18301 | City of Sumner - (IA) | 1191 | Sumner | 105 Wapsie St | Sumner | IA | 50674 | Bremer | 42.8464 | -92.0978 | MRO | MISO | Midcontinent Independent Transmission System Operator, Inc.. |  | 22 | RE | 1 | Electric Utility | N |  | N |  | N |  | N | X |  | City of Sumner - (IA) | 18301 | IA | 69
19062 | City of Traer - (IA) | 1192 | Traer Main | 649 2nd Street | Traer | IA | 50675 | Tama | 42.1926 | -92.4636 | MRO | MISO | Midcontinent Independent Transmission System Operator, Inc.. | Municipality | 22 | RE | 1 | Electric Utility | N |  | N |  | N |  | N | X |  | City of Traer - (IA) | 19062 | IA | 12.5 |  |  | N |  | NORTHERN NATURAL GAS |  |  |  | N
19843 | City of Villisca - (IA) | 1193 | Villisca Municipal Power Plant | 102 North U Avenue | Villisca | IA | 50864 | Montgomery | 40.9315 | -94.9855 | MRO | MISO | Midcontinent Independent Transmission System Operator, Inc.. | Municipality | 22 | RE | 1 | Electric Utility | N |  | N |  | N |  | N | X |  | City of Villisca - (IA) | 19843 | IA | 34.5 |  |  | N
19865 | City of Vinton - (IA) | 1194 | Vinton | 214 E 2nd St | Vinton | IA | 52349 | Benton | 42.1697 | -92.0222 | MRO | MISO | Midcontinent Independent Transmission System Operator, Inc.. |  | 22 | RE | 1 | Electric Utility | N |  | N |  | N |  | N | X |  | ITC Transmission | 56068 |  | 34.5 |  |  | N | Other - See pipeline notes. | NORTHERN NATURAL GAS |  |  |  | N | N
20259 | City of Webster City - (IA) | 1198 | Webster City | 501 Union Street | Webster City | IA | 50595 | Hamilton | 42.471 | -93.815 | MRO | MISO | Midcontinent Independent Transmission System Operator, Inc.. | City of Webster City | 22 | RE | 1 | Electric Utility | N |  | N |  | N |  | N | X |  | City of Webster City - (IA) | 20259 | IA | 13.2 |  |  | N
20364 | City of West Bend | 1199 | West Bend | 13 North Broadway | West Bent | IA | 50597 | Palo Alto | 42.9612 | -94.4456 | MRO | MISO | Midcontinent Independent Transmission System Operator, Inc.. |  | 22 | RE | 1 | Electric Utility | N |  | N |  | N |  | N | X |  | Corn Belt Power Coop | 4363 |  | 69 |  |  | N | [5 empty] | N | N
20380 | City of West Liberty - (IA) | 1200 | West Liberty | 105 West Second Street | West Liberty | IA | 52776 | Muscatine | 41.5691 | -91.264 | MRO | MISO | Midcontinent Independent Transmission System Operator, Inc.. | Municipality Water System | 22 | RE | 1 | Electric Utility | N |  | N |  | N |  | N | X |  | City of West Liberty - (IA) | 20380 | IA | 69 |  |  | N | MIDAMERICAN ENERGY COMPANY | MIDAMERICAN ENERGY COMPANY |  |  |  | N | N
20604 | City of Whittemore - (IA) | 1201 | Whittemore | 315 Fourth St | Whittemore | IA | 50598 | Kossuth | 43.0644 | -94.4219 | MRO | MISO | Midcontinent Independent Transmission System Operator, Inc.. | Municipality | 22 | RE | 1 | Electric Utility | N |  | N |  | N |  | N | X |  | Interstate Power and Light Co | 9417 | IA | 34.5 |  |  | N |  | NORTHERN NATURAL GAS |  |  |  | N | X
20789 | City of Wilton | 1202 | Wilton | 220 3rd Street | Wilton | IA | 52778 | Muscatine | 41.5877 | -91.0195 | MRO | MISO | Midcontinent Independent Transmission System Operator, Inc.. | Municipality | 22 | RE | 1 | Electric Utility | N |  | N |  | N |  |  | X |  | Central Iowa Power Cooperative | 3258 |  | 69 |  |  | N
20835 | City of Winterset - (IA) | 1203 | Winterset | 321 North John Wayne Dr. | Winterset | IA | 50273 | Madison | 41.3372 | -94.0126 | MRO | MISO | Midcontinent Independent Transmission System Operator, Inc.. | Municipality | 22 | RE | 1 | Electric Utility | N |  | N |  | N |  | N | X |  | City of Winterset - (IA) | 20835 | IA | 69 |  |  | N |  | MIDAMERICAN ENERGY COMPANY |  |  |  | N
3258 | Central Iowa Power Cooperative | 1206 | Summit Lake | 1632 REA Rd | Creston | IA | 50801 | Union | 41.1136 | -94.3472 | MRO | MISO | Midcontinent Independent Transmission System Operator, Inc.. | Green Valley Lake | 22 | RE | 1 | Electric Utility | N |  | N |  | N |  | N | X |  | Central Iowa Power Cooperative | 3258 |  | 69 |  |  | N |  | NATURAL GAS PL CO OF AMERICA |  |  |  | N | N
4363 | Corn Belt Power Coop | 1217 | Earl F Wisdom | 3365 165 Ave | Spencer | IA | 51301 | Clay | 43.1606 | -95.2569 | MRO | SWPP | Southwest Power Pool | Wells | 22 | RE | 1 | Electric Utility | N |  | N |  | N |  | N | X |  | Corn Belt Power Coop | 4363 |  | 69 |  |  | N |  | NORTHERN NATURAL GAS |  |  |  | N | X
3258 | Central Iowa Power Cooperative | 1218 | Fair Station | 3800 HWY 22 | Muscatine | IA | 52761 | Muscatine | 41.4569 | -90.8233 | MRO | MISO | Midcontinent Independent Transmission System Operator, Inc.. | Mississippi River | 22 | RE | 1 | Electric Utility | N |  | N |  | N |  | Y | N | OS | Central Iowa Power Cooperative | 3258 | IA | 69 |  |  | N |  | MIDAMERICAN ENERGY COMPANY |  |  |  | N | N
12524 | Midwest Energy Inc | 1224 | Bird City | North Main Street & Hwy 36 | Bird City | KS | 67731 | Cheyenne | 39.7581 | -101.5319 | SPP | SWPP | Southwest Power Pool | River | 22 | RE | 1 | Electric Utility | N |  | N |  | N |  | N | X |  | Midwest Energy Inc | 12524 | KS | 34.5 |  |  | N | [5 empty] | X | X
12524 | Midwest Energy Inc | 1225 | Colby | 1100 N. Country Club Drive | Colby | KS | 67701 | Thomas | 39.403 | -101.0382 | SPP | SWPP | Southwest Power Pool | River | 22 | RE | 1 | Electric Utility | N |  | N |  | N |  | N | X |  | Midwest Energy Inc | 12524 | KS | 115 |  |  | N | MIDWEST ENERGY INC | Tallgrass Interstate Gas Transmission |  |  |  | N | N
18315 | Sunflower Electric Power Corp | 1230 | Cimarron River | 12406 Road R. | Liberal | KS | 67901 | Seward | 37.1611 | -100.7619 | SPP | SWPP | Southwest Power Pool | Wells | 22 | RE | 1 | Electric Utility | N |  | N |  | N |  | N | X |  | Sunflower Electric Power Corp | 18315 |  | 13.8 | 115 |  | N |  | PANHANDLE EASTERN PIPELINE COMPANY |  |  |  | N | X
18315 | Sunflower Electric Power Corp | 1233 | Fort Dodge | 11453 Ft. Dodge Rd. | Dodge City | KS | 67801 | Ford | 37.7328 | -99.9497 | SPP | SWPP | Southwest Power Pool | Wells | 22 | RE | 1 | Electric Utility | N |  | N |  | N |  | N | X |  | Sunflower Electric Power Corp | 18315 |  | 115 |  |  | N |  | SOUTHERN STAR CENTRAL GAS PIPELINE |  |  |  | N | X
18315 | Sunflower Electric Power Corp | 1235 | Great Bend - Sunflower | 335 NW 50 Ave | Great Bend | KS | 67530 | Barton | 38.41 | -98.8689 | SPP | SWPP | Southwest Power Pool | Wells | 22 | RE | 1 | Electric Utility | N |  | N |  | N |  | N | X |  | Sunflower Electric Power Corp | 18315 |  | 115 |  |  | N | KANSAS GAS SERVICE COMPANY |  |  |  |  | N | X
5860 | Empire District Electric Co | 1239 | Riverton | 7240 SE HWY 66 | Riverton | KS | 66770 | Cherokee | 37.0726 | -94.6987 | SPP | SWPP | Southwest Power Pool | Spring River | 22 | RE | 1 | Electric Utility | N |  | N |  | N |  | N | X |  | Empire District Electric Co | 5860 | KS | 161 | 69 |  | N |  | SOUTHERN STAR CENTRAL GAS PIPELINE |  |  |  | N
10005 | Kansas Gas & Electric Co | 1240 | Gordon Evans Energy Center | 6001 N. 151 St. W | Colwich | KS | 67030 | Sedgwick | 37.7903 | -97.5217 | SPP | SWPP | Southwest Power Pool | Wells | 22 | RE | 1 | Electric Utility | N |  | N |  | N |  | N | X |  | Kansas Gas & Electric Co | 10005 | KS | 138 |  |  | N |  | SOUTHERN STAR CENTRAL GAS PIPELINE |  |  |  | N | X
10000 | Kansas City Power & Light Co | 1241 | La Cygne | 25166 E. 2200 Rd | LaCygne | KS | 66040 | Linn | 38.3481 | -94.6456 | SPP | SWPP | Southwest Power Pool | Lacygne Lake | 22 | RE | 1 | Electric Utility | N |  | N |  | N |  | Y | Y | OP | Kansas City Power & Light Co | 10000 | KS | 345 |  |  | N | [5 empty] | X
10005 | Kansas Gas & Electric Co | 1242 | Murray Gill | 6100 W. 55th St. South | Wichita | KS | 67215 | Sedgwick | 37.5967 | -97.4136 | SPP | SWPP | Southwest Power Pool | Wells | 22 | RE | 1 | Electric Utility | N |  | N |  | N |  | N | X |  | Kansas Gas & Electric Co | 10005 | KS | 138 |  |  | N |  | SOUTHERN STAR CENTRAL GAS PIPELINE |  |  |  | N | X
10005 | Kansas Gas & Electric Co | 1243 | Neosho | 2365 22000 Rd | Parsons | KS | 67357 | Labette | 37.3056 | -95.1103 | SPP | SWPP | Southwest Power Pool | Neosho River | 22 | RE | 1 | Electric Utility | N |  | N |  | N |  | N | X |  | Kansas Gas & Electric Co | 10005 | KS | 138
22500 | Westar Energy Inc | 1248 | Hutchinson Energy Center | 3200 E 30th Ave | Hutchinson | KS | 67501 | Reno | 38.0906 | -97.8747 | SPP | SWPP | Southwest Power Pool | Wells | 22 | RE | 1 | Electric Utility | N |  | N |  | N |  | N | X |  | Westar Energy Inc | 22500 | KS | 115 |  |  | N | KANSAS GAS SERVICE COMPANY |  |  |  |  | N | N
22500 | Westar Energy Inc | 1250 | Lawrence Energy Center | 1250 N 1800 Rd | Lawrence | KS | 66049 | Douglas | 39.0072 | -95.2692 | SPP | SWPP | Southwest Power Pool | Kansas River | 22 | RE | 1 | Electric Utility | N |  | N |  | N |  | Y | Y | OP | Westar Energy Inc | 22500 | KS | 115 |  |  | N |  | SOUTHERN STAR CENTRAL GAS PIPELINE |  |  |  | N | N
22500 | Westar Energy Inc | 1251 | Abilene Energy Center Combustion Turbine | 997 2000 Ave | Abilene | KS | 67410 | Dickinson | 38.8831 | -97.2014 | SPP | SWPP | Southwest Power Pool | rural water district | 22 | RE | 1 | Electric Utility | N |  | N |  | N |  |  | X |  | Westar Energy Inc | 22500 | KS | 115
22500 | Westar Energy Inc | 1252 | Tecumseh Energy Center | PO Box 38, 2nd and Dupont Rd | Tecumseh | KS | 66542 | Shawnee | 39.0539 | -95.5689 | SPP | SWPP | Southwest Power Pool | Kansas River | 22 | RE | 1 | Electric Utility | N |  | N |  | N |  | Y | N | OP | Westar Energy Inc | 22500 | KS | 115 |  |  | N |  | SOUTHERN STAR CENTRAL GAS PIPELINE |  |  |  | N | N
701 | City of Anthony - (KS) | 1258 | Anthony | 71D SW 20th Rd | Anthony | KS | 67003 | Harper | 37.1517 | -98.0311 | SPP | SWPP | Southwest Power Pool | Wells | 22 | RE | 1 | Electric Utility | N |  | N |  | N |  |  | X |  | City of Anthony - (KS) | 701 | KS | 24.9 |  |  | N | ATMOS ENERGY CORPORATION |  |  |  |  | N
911 | City of Ashland - (KS) | 1259 | Ashland | 201 North Chestnut | Ashland | KS | 67831 | Clark | 37.1938 | -99.7631 | SPP | SWPP | Southwest Power Pool |  | 22 | RE | 1 | Electric Utility | N |  | N |  | N |  |  | X |  | City of Ashland - (KS) | 911 | KS | 34.5 |  |  | N | KANSAS GAS SERVICE COMPANY |  |  |  |  | X | X
998 | City of Augusta - (KS) | 1261 | Augusta Electric Plant No 1 | 621 Grove Street | Augusta | KS | 67010 | Butler | 37.6785 | -96.9719 | SPP | SWPP | Southwest Power Pool | Municipality | 22 | RE | 1 | Electric Utility | N |  | N |  | N |  | N | X |  | City of Augusta - (KS) | 998 | KS | 4.16 |  |  | N | KANSAS GAS SERVICE COMPANY |  |  |  |  | N | X
1148 | City of Baldwin City- (KS) | 1262 | Baldwin City Plant No 1 | 605 High Street | Baldwin City | KS | 66006 | Douglas | 38.7745 | -95.1867 | SPP | SWPP | Southwest Power Pool | Municipality | 22 | RE | 1 | Electric Utility | N |  | N |  | N |  | N | X |  | Kansas City Power & Light Co | 10000 | KS | 34.5 |  |  | N | KANSAS GAS SERVICE COMPANY | SOUTHERN STAR CENTRAL GAS PIPELINE | SOUTHERN STAR CENTRAL GAS PIPELINE |  |  | N | X
1512 | City of Belleville - (KS) | 1263 | Belleville | 1819 L Street | Belleville | KS | 66935 | Republic | 39.8328 | -97.632 | SPP | SWPP | Southwest Power Pool | City Water | 22 | RE | 1 | Electric Utility | N |  | N |  | N |  | N | X |  | City of Belleville - (KS) | 1512 | KS | 34.5 |  |  | N | KANSAS GAS SERVICE COMPANY |  |  |  |  | N | X
1525 | City of Beloit - (KS) | 1264 | Beloit | 215 S. Chestnut | Beloit | KS | 67420 | Mitchell | 39.4578 | -98.1122 | SPP | SWPP | Southwest Power Pool |  | 22 | RE | 1 | Electric Utility | N |  | N |  | N |  | N | X |  | City of Beloit - (KS) | 1525 | KS | 115 |  |  | N | KANSAS GAS SERVICE COMPANY | SOUTHERN STAR CENTRAL GAS PIPELINE |  |  |  | X | X
2547 | City of Burlingame - (KS) | 1265 | Burlingame | 204 West Lincoln | Burlingame | KS | 66413 | Osage | 38.7551 | -95.8368 | SPP | SWPP | Southwest Power Pool | City of Burlingame | 22 | RE | 1 | Electric Utility | N |  | N |  | N |  | N | X |  | Westar Energy Inc | 22500 | KS | 24 |  |  | N | BURLINGAME CITY OF | SOUTHERN STAR CENTRAL GAS PIPELINE |  |  |  | N
2551 | City of Burlington - (KS) | 1266 | Burlington (KS) | 110 South 11th Street | Burlington | KS | 66839 | Coffey | 38.1934 | -95.75 | SPP | SWPP | Southwest Power Pool | Municipality | 22 | RE | 1 | Electric Utility | N |  | N |  | N |  | N | X |  | Westar Energy Inc | 22500 | KS | 624 |  |  | N | ATMOS ENERGY CORPORATION |  |  |  |  | N
3355 | City of Chanute | 1267 | Chanute 1 | 219 S Santa Fe | Chanute | KS | 66720 | Neosho | 37.6833 | -95.4547 | SPP | SWPP | Southwest Power Pool | Municipality | 22 | RE | 1 | Electric Utility | N |  | N |  | N |  |  | X |  | City of Chanute | 3355 | KS | 69 |  |  | N | [5 empty] | N
3355 | City of Chanute | 1268 | Chanute 2 | 1415 N Garfield | Chanute | KS | 66720 | Neosho | 37.6953 | -95.4586 | SPP | SWPP | Southwest Power Pool | Municipality | 22 | RE | 1 | Electric Utility | N |  | N |  | N |  |  | X |  | City of Chanute | 3355 | KS | 69 |  |  | N |  | SOUTHERN STAR CENTRAL GAS PIPELINE |  |  |  | N
3710 | City of Clay Center - (KS) | 1270 | Clay Center | 4th & Clay St. | Clay Center | KS | 67432 | Clay | 39.374 | -97.1272 | SPP | SWPP | Southwest Power Pool | Municipality | 22 | RE | 1 | Electric Utility | N |  | N |  | N |  | N | X |  | Westar Energy Inc | 22500 | KS | 115 |  |  | N | KANSAS GAS SERVICE COMPANY |  |  |  |  | N
3892 | City of Coffeyville - (KS) | 1271 | Coffeyville | 605 Santa Fe | Coffeyville | KS | 67337 | Montgomery | 37.0373 | -95.6127 | SPP | SWPP | Southwest Power Pool | Municipality | 22 | RE | 1 | Electric Utility | N |  | N |  | N |  | N | X |  | City of Coffeyville - (KS) | 3892 | KS | 138 | 69 | 12.47 | N | ATMOS ENERGY CORPORATION |  |  |  |  | N | N
3913 | City of Colby - (KS) | 1272 | Colby City of | 120 N. Sterling | Colby | KS | 67701 | Thomas | 39.3944 | -101.0584 | SPP | SWPP | Southwest Power Pool | Wells | 22 | RE | 1 | Electric Utility | N |  | N |  | N |  | N | X |  | Midwest Energy Inc | 12524 | KS | 34.5 |  |  | N | MIDWEST ENERGY INC |  |  |  |  | N | N
5802 | City of Ellinwood - (KS) | 1274 | Ellinwood | 201 west 1ST | Ellinwood | KS | 67526 | Barton | 38.3545 | -98.5834 | SPP | SWPP | Southwest Power Pool | Municipality | 22 | RE | 1 | Electric Utility | N |  | N |  | N |  | N | X |  | Westar Energy Inc | 22500 | KS | 34.5 |  |  | N | KANSAS GAS SERVICE COMPANY |  |  |  |  | N | N
12524 | Midwest Energy Inc | 1275 | Ellis | West 6th Street | Ellis | KS | 67637 | Ellis | 38.9472 | -99.5286 | SPP | SWPP | Southwest Power Pool | River | 22 | RE | 1 | Electric Utility | N |  | N |  | N |  |  | X |  | Midwest Energy Inc | 12524 | KS | 34.5
5957 | City of Erie - (KS) | 1276 | Erie | 618 east 2nd | Erie | KS | 66733 | Neosho | 37.5668 | -95.2375 | SPP | SWPP | Southwest Power Pool | Municipality | 22 | RE | 1 | Electric Utility | N |  | N |  | N |  | N | X |  | City of Erie - (KS) | 5957 | KS | 2.4 |  |  | N
6965 | City of Garnett - (KS) | 1278 | Garnett Municipal | 1513 South Walnut | Garnett | KS | 66032 | Anderson | 38.2697 | -95.2447 | SPP | SWPP | Southwest Power Pool | Crystal Lake | 22 | RE | 1 | Electric Utility | N |  | N |  | N |  | N | X |  | City of Garnett - (KS) | 6965 | KS | 34.5 |  |  | N |  | SOUTHERN STAR CENTRAL GAS PIPELINE |  |  |  | N
7257 | City of Girard - (KS) | 1279 | Girard | 307 East Buffalo | Girard | KS | 66743 | Crawford | 37.5077 | -94.8393 | SPP | SWPP | Southwest Power Pool | Municipality | 22 | RE | 1 | Electric Utility | N |  | N |  | N |  | N | X |  | Westar Energy Inc | 22500 | KS | 69 |  |  | N |  | SOUTHERN STAR CENTRAL GAS PIPELINE |  |  |  | N | X
7374 | City of Goodland - (KS) | 1280 | Goodland | 1701 Cherry Street | Goodland | KS | 67735 | Sherman | 39.3416 | -101.7052 | SPP | SWPP | Southwest Power Pool | Municipality | 22 | RE | 1 | Electric Utility | N |  | N |  | N |  | N | X |  | Sunflower Electric Power Corp | 18315 |  | 115 |  |  | N | BLACK HILLS ENERGY |  |  |  |  | N | X
8490 | City of Herington - (KS) | 1283 | Herington | 435 South 5th | Herington | KS | 67449 | Dickinson | 38.6658 | -96.9492 | SPP | SWPP | Southwest Power Pool | Municipality | 22 | RE | 1 | Electric Utility | N |  | N |  | N |  | N | X |  | Westar Energy Inc | 22500 | KS | 34.5 |  |  | N | ATMOS ENERGY CORPORATION |  |  |  |  | X | X
8599 | City of Hill City | 1285 | Hill City | 724 South Pomeroy Street | Hill City | KS | 67642 | Graham | 39.3582 | -99.8417 | SPP | SWPP | Southwest Power Pool | Wells-Municipality | 22 | RE | 1 | Electric Utility | N |  | N |  | N |  | N | X |  | Sunflower Electric Power Corp | 18315 |  | 34.5 |  |  | N | MIDWEST ENERGY INC |  |  |  |  | N | N
8703 | City of Hoisington - (KS) | 1286 | Hoisington | 164 South Elm | Hoisington | KS | 67544 | Barton | 38.513 | -98.7747 | SPP | SWPP | Southwest Power Pool | Municipality | 22 | RE | 1 | Electric Utility | N |  | N |  | N |  | N | X |  | City of Hoisington - (KS) | 8703 | KS | 34.5 |  |  | N | KANSAS GAS SERVICE COMPANY |  |  |  |  | N
8770 | City of Holton - (KS) | 1287 | Holton | 1012 New Jersey Ave. | City of Holton | KS | 66436 | Jackson | 39.4735 | -95.7315 | SPP | SWPP | Southwest Power Pool | Municipality | 22 | RE | 1 | Electric Utility | N |  | N |  | N |  | N | X |  | Westar Energy Inc | 22500 | KS | 34.5 |  |  | N | KANSAS GAS SERVICE COMPANY |  |  |  |  | N | X
9011 | City of Hugoton - (KS) | 1289 | Hugoton 1 | 110 E. 5th Street | Hugoton | KS | 67951 | Stevens | 37.175 | -101.3458 | SPP | SWPP | Southwest Power Pool | Municipality | 22 | RE | 1 | Electric Utility | N |  | N |  | N |  | N | X |  | City of Hugoton | 9011 | KS | 13.2
9418 | City of Iola - (KS) | 1291 | Iola | 1220 West 54 Highway | Iola | KS | 66749 | Allen | 37.9231 | -95.4256 | SPP | SWPP | Southwest Power Pool | Neosho River | 22 | RE | 1 | Electric Utility | N |  | N |  | N |  | N | X |  | Westar Energy Inc | 22500 | KS | 69 |  |  | N | IOLA CITY OF |  |  |  |  | N
9732 | City of Jetmore | 1292 | Jetmore | 910 Main St | Jetmore | KS | 67854 | Hodgeman | 38.0803 | -99.8936 | SPP | SWPP | Southwest Power Pool |  | 22 | RE | 1 | Electric Utility | N |  | N |  | N |  | N | X |  | Midwest Energy Inc | 12524 | KS | 69 |  |  | N |  | BLACK HILLS ENERGY |  |  |  | N | X
9996 | City of Kansas City - (KS) | 1294 | Kaw | 2015 Kansas Avenue | Kansas City | KS | 66105 | Wyandotte | 39.0867 | -94.6514 | SPP | SWPP | Southwest Power Pool | Kaw River | 22 | RE | 1 | Electric Utility | N |  | N |  | N |  | N | X |  | City of Kansas City - (KS) | 9996 | KS | 69 |  |  | N | KANSAS GAS SERVICE COMPANY |  |  |  |  | N | X
9996 | City of Kansas City - (KS) | 1295 | Quindaro | 3601 North 12th St | Kansas | KS | 66104 | Wyandotte | 39.1492 | -94.6381 | SPP | SWPP | Southwest Power Pool | Missouri River | 22 | RE | 1 | Electric Utility | N |  | N |  | N |  | N | X |  | City of Kansas City - (KS) | 9996 | KS | 161 | 69 |  | N |  | KPC PIPELINE LLC |  |  |  | N | X
10321 | City of Kingman - (KS) | 1296 | Kingman Municipal Power and Light Plant | 405 West Sherman Street | Kingman | KS | 67068 | Kingman | 37.3831 | -98.0704 | SPP | SWPP | Southwest Power Pool | Municipality | 22 | RE | 1 | Electric Utility | N |  | N |  | N |  | N | X |  | City of Kingman - (KS) | 10321 | KS | 34 | 12 | 4.1 | N | KANSAS GAS SERVICE COMPANY |  |  |  |  | N | N
10559 | City of La Crosse - (KS) | 1297 | La Crosse | 202 East 9th St. | La Crosse | KS | 67548 | Rush | 38.5317 | -99.3083 | SPP | SWPP | Southwest Power Pool | Cooling | 22 | RE | 1 | Electric Utility | N |  | N |  | N |  |  | X |  | Midwest Energy Inc | 12524 | KS | 115 |  |  | N | KANSAS GAS SERVICE COMPANY |  |  |  |  | N
10713 | City of Larned - (KS) | 1298 | Gas Turbine (KS) | 215 Main St. | Larned | KS | 67550 | Pawnee | 38.1797 | -99.1125 | SPP | SWPP | Southwest Power Pool |  | 22 | RE | 1 | Electric Utility | N |  | N |  | N |  |  | X |  | City of Larned | 10713 | KS | 13.8 |  |  |  | KANSAS GAS SERVICE COMPANY |  |  |  |  | N | N
10713 | City of Larned - (KS) | 1299 | Larned | 215 Main | Larned | KS | 67550 | Pawnee | 38.1762 | -99.1 | SPP | SWPP | Southwest Power Pool | Wells | 22 | RE | 1 | Electric Utility | N |  | N |  | N |  |  | X |  | City of Larned - (KS) | 10713 | KS | 13.8 |  |  | N | KANSAS GAS SERVICE COMPANY |  |  |  |  | N | N
11017 | City of Lincoln Center - (KS) | 1300 | Lincoln | 405 W South | Lincoln | KS | 67455 | Lincoln | 39.0372 | -98.153 | SPP | SWPP | Southwest Power Pool | Ground Water Municipality | 22 | RE | 1 | Electric Utility | N |  | N |  | N |  | N | X |  | City of Lincoln Center - (KS) | 11017 | KS | 12.47 |  |  | N | KANSAS GAS SERVICE COMPANY |  |  |  |  | N | X
12208 | City of McPherson - (KS) | 1305 | McPherson 2 | 1128 West Avenue A | McPherson | KS | 67460 | McPherson | 38.3634 | -97.6834 | SPP | SWPP | Southwest Power Pool | Municipality | 22 | RE | 1 | Electric Utility | N |  | N |  | N |  | N | X |  | City of McPherson - (KS) | 12208 | KS | 115 |  |  | N | KANSAS GAS SERVICE COMPANY |  |  |  |  | N | N
12242 | City of Meade - (KS) | 1306 | Meade | 623 E Carthage | Meade | KS | 67864 | Meade | 37.2852 | -100.3324 | SPP | SWPP | Southwest Power Pool | Wells | 22 | RE | 1 | Electric Utility | N |  | N |  | N |  |  | X |  | City of Meade - (KS) | 12242 | KS | 345 |  |  | N | BLACK HILLS ENERGY | BLACK HILLS ENERGY |  |  |  | N | N
21533 | City of Minneapolis - (KS) | 1307 | Minneapolis City of | 110 Markley Ave. | Minneapolis | KS | 67467 | Ottawa | 39.1194 | -97.7086 | SPP | SWPP | Southwest Power Pool | Municipality | 22 | RE | 1 | Electric Utility | N |  | N |  | N |  | N | X |  | City of Minneapolis - (KS) | 21533 | KS | 34.5 |  |  | N | KANSAS GAS SERVICE COMPANY |  |  |  |  | N
13095 | City of Mulvane - (KS) | 1308 | Mulvane Power Plant | 120 Boxelder | Mulvane | KS | 67110 | Sumner | 37.4724 | -97.2467 | SPP | SWPP | Southwest Power Pool | Municipality | 22 | RE | 1 | Electric Utility | N |  | N |  | N |  | N | X |  | City of Mulvane - (KS) | 13095 | KS | 69 |  |  | N | KANSAS GAS SERVICE COMPANY |  |  |  |  | N | N
13948 | City of Oberlin - (KS) | 1312 | Oberlin (KS) | 214 South Rodehaver | Oberlin | KS | 67749 | Decatur | 39.8217 | -100.5289 | SPP | SWPP | Southwest Power Pool | Municipality | 22 | RE | 1 | Electric Utility | N |  | N |  | N |  | N | X |  | City of Oberlin - (KS) | 13948 | KS | 115 |  |  | N | MIDWEST ENERGY INC |  |  |  |  | N | X
14199 | City of Osage City - (KS) | 1313 | Osage City | 5th and Main | Osage City | KS | 66523 | Osage | 38.6332 | -95.8277 | SPP | SWPP | Southwest Power Pool | Municipality | 22 | RE | 1 | Electric Utility | N |  | N |  | N |  | N | X |  | Westar Energy Inc | 22500 | KS | 115 |  |  | N | OSAGE CITY NATURAL GAS |  |  |  |  | N | N
14203 | City of Osawatomie - (KS) | 1314 | Osawatomie City of | 100 11th Street | Osawatomie | KS | 66064 | Miami | 38.5017 | -94.9601 | SPP | SWPP | Southwest Power Pool | Marais des Cygne | 22 | RE | 1 | Electric Utility | N |  | N |  | N |  | N | X |  | City of Osawatomie - (KS) | 14203 | KS | 34.5 |  |  | N | KANSAS GAS SERVICE COMPANY | Other - Please explain in pipeline notes below. |  |  | Only connects to Kansas Gas Service Company | N | N
14214 | City of Osborne - (KS) | 1315 | Osborne | North Locust St | Osborne | KS | 67473 | Osborne | 39.442 | -98.6903 | SPP | SWPP | Southwest Power Pool | Wells | 22 | RE | 1 | Electric Utility | N |  | N |  | N |  | N | X |  | Prairie Energy Coop | 15291 | IA | 34.5 |  |  | N | KANSAS GAS SERVICE COMPANY |  |  |  |  | N
14229 | City of Ottawa - (KS) | 1316 | Ottawa | P.O. Box 60 | Ottawa | KS | 66067 | Franklin | 38.6156 | -95.2797 | SPP | SWPP | Southwest Power Pool | Municipality | 22 | RE | 1 | Electric Utility | N |  | N |  | N |  | N | X |  | City of Ottawa - (KS) | 14229 | KS | 12.47 |  |  | N | KANSAS GAS SERVICE COMPANY | SOUTHERN STAR CENTRAL GAS PIPELINE | SOUTHERN STAR CENTRAL GAS PIPELINE |  |  | N | N
15321 | City of Pratt- (KS) | 1317 | Pratt | 321 W. 10th St. | Pratt | KS | 67124 | Pratt | 37.6359 | -98.7433 | SPP | SWPP | Southwest Power Pool | Municipality | 22 | RE | 1 | Electric Utility | N |  | N |  | N |  |  | X |  | City of Pratt- (KS) | 15321 | KS | 115 |  |  | N | KANSAS GAS SERVICE COMPANY |  |  |  |  | N
16440 | City of Russell - (KS) | 1319 | Russell Downtown | 823 N Elm | Russell | KS | 67665 | Russell | 38.8933 | -98.8569 | SPP | SWPP | Southwest Power Pool | Municipality | 22 | RE | 1 | Electric Utility | N |  | N |  | N |  | N | X |  | Sunflower Electric Power Corp | 18315 |  | 34.5 |  |  | N | KANSAS GAS SERVICE COMPANY |  |  |  |  | N | X
16518 | City of Sabetha - (KS) | 1320 | Sabetha Power Plant | 304 N11th | Sabetha | KS | 66534 | Nemaha | 39.9049 | -95.8034 | SPP | SWPP | Southwest Power Pool | Cooling-Municipality | 22 | RE | 1 | Electric Utility | N |  | N |  | N |  |  | X |  | Westar Energy Inc | 22500 | KS | 34.5 |  |  | N | KANSAS GAS SERVICE COMPANY |  |  |  |  | N
17872 | City of St Francis - (KS) | 1321 | St Francis | 621 W First St | St Francis | KS | 67756 | Cheyenne | 39.7709 | -101.8101 | SPP | SWPP | Southwest Power Pool | Municipality | 22 | RE | 1 | Electric Utility | N |  | N |  | N |  | N | X |  | Sunflower Electric Power Corp | 18315 |  | 115 |  |  | N | MIDWEST ENERGY INC |  |  |  |  | N | X
17879 | City of St. John - (KS) | 1322 | St John | 424 S. Broadway | St. John | KS | 67576 | Stafford | 37.9953 | -98.7602 | SPP | SWPP | Southwest Power Pool | Wells | 22 | RE | 1 | Electric Utility | N |  | N |  | N |  | N | X |  | Midwest Energy Inc | 12524 | KS | 34.5 |  |  | N |  | None |  |  |  | N | N
16988 | City of Sharon Springs - (KS) | 1324 | Sharon Spring | 306 S. Main | Sharon Springs | KS | 67758 | Wallace | 38.8906 | -101.7515 | SPP | SWPP | Southwest Power Pool | Municipality | 22 | RE | 1 | Electric Utility | N |  | N |  | N |  | N | X |  | City of Sharon Springs - (KS) | 16988 | KS | 13.2 |  |  | N | MIDWEST ENERGY INC |  |  |  |  | N | X
17924 | City of Stafford - (KS) | 1325 | Stafford | 519 S Boston | Stafford | KS | 67578 | Stafford | 37.9561 | -98.5993 | SPP | SWPP | Southwest Power Pool | Water Wells | 22 | RE | 1 | Electric Utility | N |  | N |  | N |  | N | X |  | Midwest Energy Inc | 12524 | KS | 34.5 |  |  | N | KANSAS GAS SERVICE COMPANY |  |  |  |  | N | X
18086 | City of Sterling - (KS) | 1326 | Sterling | 333 North Broadway | Sterling | KS | 67579 | Rice | 38.2143 | -98.2071 | SPP | SWPP | Southwest Power Pool | Municipality | 22 | RE | 1 | Electric Utility | N |  | N |  | N |  | N | X |  | Midwest Energy Inc | 12524 | KS | 34.5 |  |  | N | BLACK HILLS ENERGY |  |  |  |  | N | N
18137 | City of Stockton - (KS) | 1327 | Stockton | 109 Main | Stockton | KS | 67669 | Rooks | 39.4362 | -99.2779 | SPP | SWPP | Southwest Power Pool | Municipality | 22 | RE | 1 | Electric Utility | N |  | N |  | N |  | N | X |  | Sunflower Electric Power Corp | 18315 |  | 34.5 |  |  | N | MIDWEST ENERGY INC |  |  |  |  | N
20069 | City of Wamego - (KS) | 1328 | Wamego | 1001 Third Street | Wamego | KS | 66547 | Pottawatomie | 39.1992 | -96.3086 | SPP | SWPP | Southwest Power Pool | Municipal Wells | 22 | RE | 1 | Electric Utility | N |  | N |  | N |  | N | X |  | Westar Energy Inc | 22500 | KS | 34.5 |  |  | N | KANSAS GAS SERVICE COMPANY |  |  |  |  | N | N
20141 | City of Washington - (KS) | 1329 | Washington | 1001 Park Road | Washington | KS | 66968 | Washington | 39.7306 | -96.9795 | SPP | SWPP | Southwest Power Pool | Municipality | 22 | RE | 1 | Electric Utility | N |  | N |  | N |  | N | X |  | Prairie Land Electric Coop Inc | 13799 | KS | 34.5 |  |  | N | KANSAS GAS SERVICE COMPANY |  |  |  |  | N | N
20315 | City of Wellington - (KS) | 1330 | Wellington 1 | 520 South Olive St | Wellington | KS | 67152 | Sumner | 37.2614 | -97.4057 | SPP | SWPP | Southwest Power Pool | Municipality | 22 | RE | 1 | Electric Utility | N |  | N |  | N |  | N | X |  | Westar Energy Inc | 22500 | KS | 69 |  |  | N | KANSAS GAS SERVICE COMPANY |  |  |  |  | N
20813 | City of Winfield - (KS) | 1332 | West 14th Street | West 14 @ Fairgrounds | Winfield | KS | 67156 | Cowley | 37.2354 | -97.011 | SPP | SWPP | Southwest Power Pool | Municipality | 22 | RE | 1 | Electric Utility | N |  | N |  | N |  | N | X |  | City of Winfield - (KS) | 20813 | KS | 12.47 |  |  | N |  | ENABLE GAS TRANSMISSION LLC |  |  |  | N
12524 | Midwest Energy Inc | 1334 | Great Bend - Midwest Energy | 1025 Patton Road | Gt Bend | KS | 67530 | Barton | 38.3708 | -98.7831 | SPP | SWPP | Southwest Power Pool | River | 22 | RE | 1 | Electric Utility | N |  | N |  | N |  | N | X |  | Midwest Energy Inc | 12524 | KS | 69 |  |  | N | KANSAS GAS SERVICE COMPANY |  |  |  |  | N | N
18315 | Sunflower Electric Power Corp | 1336 | Garden City | 2075 W Saint John Street | Garden City | KS | 67846 | Finney | 37.9703 | -100.8956 | SPP | SWPP | Southwest Power Pool | Wells | 22 | RE | 1 | Electric Utility | N |  | N |  | N |  | N | X |  | Sunflower Electric Power Corp | 18315 |  | 115 |  |  | N |  | NORTHERN NATURAL GAS |  |  |  | N | X
22053 | Kentucky Power Co | 1353 | Big Sandy | 23000 Hwy 23 | Louisa | KY | 41230 | Lawrence | 38.1707 | -82.6176 | RFC | PJM | PJM Interconnection, LLC | Big Sandy River | 22 | RE | 1 | Electric Utility | N |  | N |  | N |  | Y | N | OP | Kentucky Power Co | 22053 | KY | 345 |  |  | N |  | COLUMBIA GAS TRANSMISSION CORP |  |  |  | N | X
10171 | Kentucky Utilities Co | 1354 | Dix Dam | 815 Dix Dam Rd | Harrodsburg | KY | 40330 | Mercer | 37.7864 | -84.7028 | SERC | LGEE | LG&E and KU Services Company as agent for Louisville Gas and Electric Company and Kentucky Utilities | Herrington Lake | 22 | RE | 1 | Electric Utility | N |  | N |  | N |  | N | X |  | Kentucky Utilities Co | 10171 | KY | 69 |  |  | N | [5 empty] | X | X
10171 | Kentucky Utilities Co | 1355 | E W Brown | 815 Dix Dam Rd | Harrodsburg | KY | 40330 | Mercer | 37.7883 | -84.7126 | SERC | LGEE | LG&E and KU Services Company as agent for Louisville Gas and Electric Company and Kentucky Utilities | Herrington Lake | 22 | RE | 1 | Electric Utility | N |  | N |  | N |  | Y | Y | OP | Kentucky Utilities Co | 10171 | KY | 138 |  |  | N |  | TENNESSEE GAS PIPELINE COMPANY | TEXAS EASTERN TRANSMISSION LP |  |  | N | N
10171 | Kentucky Utilities Co | 1356 | Ghent | 9485 US Hwy 42 East | Ghent | KY | 41045 | Carroll | 38.7497 | -85.035 | SERC | LGEE | LG&E and KU Services Company as agent for Louisville Gas and Electric Company and Kentucky Utilities | Ohio River | 22 | RE | 1 | Electric Utility | N |  | N |  | N |  | Y | Y | OP | Kentucky Utilities Co | 10171 | KY | 345 |  |  | N | [5 empty] | N | N
10171 | Kentucky Utilities Co | 1357 | Green River | 811 Power Plant Drive | Central City | KY | 42330 | Muhlenberg | 37.3636 | -87.1214 | SERC | LGEE | LG&E and KU Services Company as agent for Louisville Gas and Electric Company and Kentucky Utilities | Green River | 22 | RE | 1 | Electric Utility | N |  | N |  | N |  | Y | Y | OS | Kentucky Utilities Co | 10171 | KY | 138 |  |  | N | [5 empty] | X | X
10171 | Kentucky Utilities Co | 1358 | Haefling | 1555 Baumann Dr. | Lexington | KY | 40511 | Fayette | 38.0794 | -84.5194 | SERC | LGEE | LG&E and KU Services Company as agent for Louisville Gas and Electric Company and Kentucky Utilities |  | 22 | RE | 1 | Electric Utility | N |  | N |  | N |  | N | X |  | Kentucky Utilities Co | 10171 | KY | 69 |  |  | N | Other - See pipeline notes. |  |  |  |  | N | N
54775 | Lock 7 Hydro Partners LLC | 1359 | Mother Ann Lee | 1 Shaker Ferry Road | Harrodsburg | KY | 40330 | Mercer | 37.8297 | -84.7247 | SERC | PJM | PJM Interconnection, LLC | Kentucky River | 22 | NR | 2 | IPP Non-CHP | N |  | N |  | Y | 07-48-000 |  | X |  | Kentucky Utilities Co | 10171 | KY | 34.5 |  |  | N
10171 | Kentucky Utilities Co | 1360 | Pineville | Ely Rd. | Four Mile | KY | 40939 | Bell | 36.7967 | -83.7614 | SERC |  |  | Cumberland River | 22 | RE | 1 | Electric Utility | N |  | N |  | N |  | N | X
10171 | Kentucky Utilities Co | 1361 | Tyrone | 6800 Tyrone Pike | Versailles | KY | 40383 | Woodford | 38.0478 | -84.8483 | SERC | LGEE | LG&E and KU Services Company as agent for Louisville Gas and Electric Company and Kentucky Utilities | Kentucky River | 22 | RE | 1 | Electric Utility | N |  | N |  | N |  | N | X |  | Kentucky Utilities Co | 10171 | KY | 69 |  |  | N | [5 empty] | X | X
11249 | Louisville Gas & Electric Co | 1363 | Cane Run | 5252 Cane Run Road | Louisville | KY | 40216 | Jefferson | 38.1831 | -85.8892 | SERC | LGEE | LG&E and KU Services Company as agent for Louisville Gas and Electric Company and Kentucky Utilities | Ohio River | 22 | RE | 1 | Electric Utility | N |  | N |  | N |  | Y | Y | OP | Louisville Gas & Electric Co | 11249 | KY | 138 |  |  | N |  | TEXAS GAS TRANSMISSION LLC |  |  |  | N
11249 | Louisville Gas & Electric Co | 1364 | Mill Creek (KY) | 14660 Dixie Highway | Louisville | KY | 40272 | Jefferson | 38.0525 | -85.9103 | SERC | LGEE | LG&E and KU Services Company as agent for Louisville Gas and Electric Company and Kentucky Utilities | Ohio River | 22 | RE | 1 | Electric Utility | N |  | N |  | N |  | Y | Y | OP | Louisville Gas & Electric Co | 11249 | KY | 345 |  |  | N | LOUISVILLE GAS AND ELECTRIC CO |  |  |  |  | N
11249 | Louisville Gas & Electric Co | 1365 | Ohio Falls | 811 North 27th Street | Shippingport Island | KY | 40212 | Jefferson | 38.2832 | -85.7792 | SERC | LGEE | LG&E and KU Services Company as agent for Louisville Gas and Electric Company and Kentucky Utilities | Ohio River | 22 | RE | 1 | Electric Utility | N |  | N |  | N |  | N | X |  | Louisville Gas & Electric Co | 11249 | KY | 69 |  |  | N | [5 empty] | X | X
11249 | Louisville Gas & Electric Co | 1366 | Paddys Run | 4512 Bells Lane | Louisville | KY | 40211 | Jefferson | 38.2236 | -85.8417 | SERC | LGEE | LG&E and KU Services Company as agent for Louisville Gas and Electric Company and Kentucky Utilities | Wells | 22 | RE | 1 | Electric Utility | N |  | N |  | N |  | N | X |  | Louisville Gas & Electric Co | 11249 | KY | 138 |  |  | N |  | TEXAS GAS TRANSMISSION LLC |  |  |  | N
11249 | Louisville Gas & Electric Co | 1367 | Waterside GT | 233 West Washinigton Stree | Louisville | KY | 40202 | Jefferson | 38.2583 | -85.7542 | SERC |  |  | Ohio River | 22 | RE | 1 | Electric Utility | N |  | N |  | N |  | N | X
11249 | Louisville Gas & Electric Co | 1368 | Zorn | 3001 Upper River Road | Louisville | KY | 40207 | Jefferson | 38.2803 | -85.7023 | SERC | LGEE | LG&E and KU Services Company as agent for Louisville Gas and Electric Company and Kentucky Utilities |  | 22 | RE | 1 | Electric Utility | N |  | N |  | N |  | N | X |  | Louisville Gas & Electric Co | 11249 | KY | 13.8 |  |  | N |  | TEXAS GAS TRANSMISSION LLC |  |  |  | N
19462 | USCE-Nashville District | 1371 | Barkley | 8439 US Highway 62W | Kuttawa | KY | 42055 | Lyon | 37.0217 | -88.2211 | SERC | TVA | Tennessee Valley Authority | Cumberland River | 22 | RE | 1 | Electric Utility | N |  | N |  | N |  | N | X |  | Tennessee Valley Authority | 18642 | KY | 161 |  |  | N | [5 empty] | X | X
14268 | City of Owensboro - (KY) | 1374 | Elmer Smith | 4301 State Highway 144 | Owensboro | KY | 42303 | Daviess | 37.7942 | -87.0608 | SERC | LGEE | LG&E and KU Services Company as agent for Louisville Gas and Electric Company and Kentucky Utilities | Ohio River | 22 | RE | 1 | Electric Utility | N |  | N |  | N |  | Y | N | OP | Louisville Gas & Electric Co | 11249 | KY | 345 | 138 | 69 | N | ATMOS ENERGY CORPORATION |  |  |  |  | N | X
14459 | City of Paris - (KY) | 1376 | Paris (KY) | 702 Scott Avenue | Paris | KY | 40361 | Bourbon | 38.2049 | -84.2383 | SERC | LGEE | LG&E and KU Services Company as agent for Louisville Gas and Electric Company and Kentucky Utilities | Stoner Creek | 22 | RE | 1 | Electric Utility | N |  | N |  | N |  | N | X |  | City of Paris - (KY) | 14459 | KY | 69 |  |  | N | [5 empty] | X | X
18642 | Tennessee Valley Authority | 1377 | Kentucky Dam | 640 Kentucky Dam Rd. | Grand Rivers | KY | 42045 | Marshall | 37.0131 | -88.2692 | SERC | TVA | Tennessee Valley Authority | Tennessee River | 22 | RE | 1 | Electric Utility | N |  | N |  | N |  |  | X |  | Tennessee Valley Authority | 18642 | KY | 161 |  |  | N
18642 | Tennessee Valley Authority | 1378 | Paradise | 13246 State Route 176 Suite 10 | Drakesboro | KY | 42337 | Muhlenberg | 37.2608 | -86.9783 | SERC | TVA | Tennessee Valley Authority | Green River | 22 | RE | 1 | Electric Utility | N |  | N |  | N |  | Y | N | OP | Tennessee Valley Authority | 18642 | KY | 500 |  |  | N | [5 empty] | X | X
18642 | Tennessee Valley Authority | 1379 | Shawnee | 7900 Metropolis Lake Rd. | West Paducah | KY | 42086 | McCracken | 37.1517 | -88.775 | SERC | TVA | Tennessee Valley Authority | Ohio River | 22 | RE | 1 | Electric Utility | N |  | N |  | N |  | Y | N | OP | Tennessee Valley Authority | 18642 | KY | 161 |  |  | N
19462 | USCE-Nashville District | 1380 | Wolf Creek | 980 Power Plant Road | Jamestown | KY | 42629 | Russell | 36.8691 | -85.147 | SERC | TVA | Tennessee Valley Authority | Cumberland River | 22 | RE | 1 | Electric Utility | N |  | N |  | N |  | N | X |  | Tennessee Valley Authority | 18642 | KY | 161 |  |  | N | [5 empty] | X | X
1692 | Big Rivers Electric Corp | 1381 | Kenneth C Coleman | 4982 River Road | Hawesville | KY | 42348 | Hancock | 37.9631 | -86.7911 | SERC | MISO | Midcontinent Independent Transmission System Operator, Inc.. | Ohio River | 22 | RE | 1 | Electric Utility | N |  | N |  | N |  | Y | Y | OS | Big Rivers Electric Corp | 1692 |  | 161 |  |  | N | ATMOS ENERGY CORPORATION |  |  |  |  | N | X
1692 | Big Rivers Electric Corp | 1382 | HMP&L Station Two Henderson | 9000 Highway 2096 | Robards | KY | 42452 | Henderson | 37.6469 | -87.5028 | SERC | MISO | Midcontinent Independent Transmission System Operator, Inc.. | Green River | 22 | RE | 1 | Electric Utility | N |  | N |  | N |  | Y | Y | OP | Big Rivers Electric Corp | 1692 |  | 161 |  |  | N | [5 empty] | N | X
1692 | Big Rivers Electric Corp | 1383 | Robert A Reid | 9000 Highway 2096 | Robards | KY | 42452 | Webster | 37.6461 | -87.5019 | SERC | MISO | Midcontinent Independent Transmission System Operator, Inc.. | Green River | 22 | RE | 1 | Electric Utility | N |  | N |  | N |  | Y | Y | OP | Big Rivers Electric Corp | 1692 |  | 69 |  |  | N | Other - See pipeline notes. |  |  |  | Texas Gas Transmission, LLC | N
5580 | East Kentucky Power Coop, Inc | 1384 | Cooper | 670 Cooper Power Plant Rd. | Somerset | KY | 42501 | Pulaski | 36.9981 | -84.5919 | SERC | PJM | PJM Interconnection, LLC | Lake Cumberland | 22 | RE | 1 | Electric Utility | N |  | N |  | N |  | Y | N | OA | East Kentucky Power Coop, Inc | 5580 |  | 138 | 69 |  | N | [5 empty] | N
5580 | East Kentucky Power Coop, Inc | 1385 | Dale | 1925 Ford Road | Winchester | KY | 40391 | Clark | 37.8806 | -84.2619 | SERC | PJM | PJM Interconnection, LLC | Kentucky River | 22 | RE | 1 | Electric Utility | N |  | N |  | N |  | Y | N | OP | East Kentucky Power Coop, Inc | 5580 |  | 138 | 69
11241 | Entergy Louisiana LLC | 1391 | Louisiana 1 | Gulf States Road | Baton Rouge | LA | 70821 | East Baton Rouge | 30.4922 | -91.1864 | SERC | MISO | Midcontinent Independent Transmission System Operator, Inc.. | Wells | 32411 | NR | 7 | Industrial CHP | Y | 93-36-000 | N |  | N |  | N | X |  | Entergy Louisiana LLC | 11241 | LA | 230 |  |  | N |  | AMERICAN MIDSTREAM MIDLA LLC | ACADIAN GAS P L SYS | MID LOUISIANA GAS TRANSMISSION LLC |  | N
11241 | Entergy Louisiana LLC | 1392 | Louisiana 2 | Gulf States Road | Baton Rouge | LA | 70821 | East Baton Rouge | 30.4922 | -91.1864 | SERC | MISO | Midcontinent Independent Transmission System Operator, Inc.. | Wells | 22 | RE | 1 | Electric Utility | N |  | N |  | N |  | N | X |  | Entergy Louisiana LLC | 11241 | LA | 69 |  |  | N |  | AMERICAN MIDSTREAM MIDLA LLC | ACADIAN GAS P L SYS | MID LOUISIANA GAS TRANSMISSION LLC |  | N
11241 | Entergy Louisiana LLC | 1393 | R S Nelson | 3500 Houston River Road | Westlake | LA | 70669 | Calcasieu | 30.2844 | -93.2911 | SERC | MISO | Midcontinent Independent Transmission System Operator, Inc.. | Sabine River Authority Canal | 22 | RE | 1 | Electric Utility | Y | 86-512-001 | N |  | N |  | Y | Y | OP | Entergy Louisiana LLC | 11241 | LA | 230 | 138 |  | N |  | PB ENERGY STORAGE SERVICES INC | TARGA MIDSTREAM SERVICES LLC | VARIBUS LLC |  | N
11241 | Entergy Louisiana LLC | 1394 | Willow Glen | 2605 Hwy. 75 | St. Gabriel | LA | 70776 | Iberville | 30.2743 | -91.1164 | SERC | MISO | Midcontinent Independent Transmission System Operator, Inc.. | Mississippi River | 22 | RE | 1 | Electric Utility | N |  | N |  | N |  | N | X |  | Entergy Louisiana LLC | 11241 | LA | 138 | 230 | 500 | N |  | ACADIAN GAS P L SYS | GULF SOUTH PIPELINE COMPANY LP | VARIBUS LLC |  | N
3265 | Cleco Power LLC | 1396 | Coughlin Power Station | 2180 St Landry Hwy | St Landry | LA | 71367 | Evangeline | 30.8439 | -92.2611 | SPP | MISO | Midcontinent Independent Transmission System Operator, Inc.. | Bayou Cocodrie | 22 | RE | 1 | Electric Utility | N |  | N |  | N |  | N | X |  | Cleco Power LLC | 3265 | LA | 230 |  |  | N | Other - See pipeline notes. | COLUMBIA GAS TRANSMISSION CORP |  |  | Per our Supervisor of NG procurement, "none of these are LDC's. They are interstate and/or intrastate pipelines." | N
3265 | Cleco Power LLC | 1400 | Teche | 237 Newman St | Baldwin | LA | 70514 | St Mary | 29.8222 | -91.5425 | SPP | MISO | Midcontinent Independent Transmission System Operator, Inc.. | Charenton Canal | 22 | RE | 1 | Electric Utility | N |  | N |  | N |  | N | X |  | Cleco Power LLC | 3265 | LA | 138 |  |  | N | Other - See pipeline notes. | COLUMBIA GULF TRANSMISSION | ANR PIPELINE COMPANY | ENLINK LIG LLC | Per our Supervisor of NG procurement, "none of these are LDC's. They are interstate and/or intrastate pipelines." | N
11241 | Entergy Louisiana LLC | 1401 | Buras | 815 Hwy. 11 South | Buras | LA | 70041 | Plaquemines | 29.3591 | -89.5373 | SERC | MISO | Midcontinent Independent Transmission System Operator, Inc.. | Air Cooled | 22 | RE | 1 | Electric Utility | N |  | N |  | N |  | N | X |  | Entergy Louisiana LLC | 11241 | LA | 34.5 |  |  | N | ATMOS ENERGY CORPORATION |  |  |  |  | Y | N
11241 | Entergy Louisiana LLC | 1402 | Little Gypsy | 17420 River Road | La Place | LA | 70068 | St Charles | 30.0051 | -90.4617 | SERC | MISO | Midcontinent Independent Transmission System Operator, Inc.. | Mississippi River | 22 | RE | 1 | Electric Utility | N |  | N |  | N |  | N | X |  | Entergy Louisiana LLC | 11241 | LA | 115 | 230 |  | N |  | CHEVRONTEXACO | GULF SOUTH PIPELINE COMPANY LP |  |  | N
11241 | Entergy Louisiana LLC | 1403 | Nine Mile Point | 1617 River Road | Westwego | LA | 70094 | Jefferson | 29.9472 | -90.1458 | SERC | MISO | Midcontinent Independent Transmission System Operator, Inc.. | Mississippi River | 22 | RE | 1 | Electric Utility | N |  | N |  | N |  | N | X |  | Entergy Louisiana LLC | 11241 | LA | 230 | 115 |  | N |  | GULF SOUTH PIPELINE COMPANY LP |  |  |  | Y | N
11241 | Entergy Louisiana LLC | 1404 | Sterlington | PO Box 647 | Sterlington | LA | 71280 | Ouachita | 32.7047 | -92.0792 | SERC | MISO | Midcontinent Independent Transmission System Operator, Inc.. | Ouachita River | 22 | RE | 1 | Electric Utility | N |  | N |  | N |  | N | X |  | Entergy Louisiana LLC | 11241 | LA | 115 |  |  | N |  | GULF SOUTH PIPELINE COMPANY LP |  |  |  | Y | N
13478 | Entergy New Orleans Inc | 1407 | A B Paterson | 5400 Dwyer road | New Orleans | LA | 70126 | Orleans | 30.0158 | -90.0256 | SERC | MISO | Midcontinent Independent Transmission System Operator, Inc.. | Inner Harbor Navigation Canal | 22 | RE | 1 | Electric Utility | N |  | N |  | N |  |  | X |  | Entergy New Orleans Inc | 13478 | LA | 115
13478 | Entergy New Orleans Inc | 1409 | Michoud | 3601 Paris Road | New Orleans | LA | 70129 | Orleans | 30.0081 | -89.9372 | SERC | MISO | Midcontinent Independent Transmission System Operator, Inc.. | The Inner Costal Water Way | 22 | RE | 1 | Electric Utility | N |  | N |  | N |  | N | X |  | Entergy New Orleans Inc | 13478 | LA | 115 | 230 |  |  | ENTERGY NEW ORLEANS INC
17698 | Southwestern Electric Power Co | 1416 | Arsenal Hill | 520 North Allen | Shreveport | LA | 71101 | Caddo | 32.5181 | -93.7611 | SPP | SWPP | Southwest Power Pool | Arsenal Hill Cooling Pond | 22 | RE | 1 | Electric Utility | N |  | N |  | N |  | N | X |  | Southwestern Electric Power Co | 17698 | LA | 69 |  |  | N |  | REGENCY INTRASTATE GAS LP |  |  |  | N
17698 | Southwestern Electric Power Co | 1417 | Lieberman | 11730 La Hwy 538 | Mooringsport | LA | 71060 | Caddo | 32.7047 | -93.9597 | SPP | SWPP | Southwest Power Pool | Caddo Lake | 22 | RE | 1 | Electric Utility | N |  | N |  | N |  |  | X |  | Southwestern Electric Power Co | 17698 | LA | 138 |  |  | N |  | ENABLE GAS TRANSMISSION LLC |  |  |  | N | X
3265 | Cleco Power LLC | 1435 | Franklin (LA) | 1025 Coach Mac Drive | Franklin | LA | 70538 | St Mary | 29.8222 | -91.5425 | SPP | MISO | Midcontinent Independent Transmission System Operator, Inc.. |  | 22 | RE | 1 | Electric Utility | N |  | N |  | N |  | N | X |  | Cleco Power LLC | 3265 | LA | 34.5 |  |  | N
8884 | Terrebonne Parish Consol Gov't | 1439 | Houma | 1551 Barrow Street | Houma | LA | 70360 | Terrebonne | 29.5806 | -90.7225 | SPP | MISO | Midcontinent Independent Transmission System Operator, Inc.. | Municipality | 22 | RE | 1 | Electric Utility | N |  | N |  | N |  |  | X |  | Entergy Louisiana LLC | 11241 | LA | 115 |  |  | N | HOUMA MUNICIPAL GAS SYSTEM |  |  |  |  | N | N
50111 | Lafayette Utilities System | 1443 | Louis Doc Bonin | 1120 Walker Road | Lafayette | LA | 70506 | Lafayette | 30.238 | -92.0463 | SPP | MISO | Midcontinent Independent Transmission System Operator, Inc.. | Well | 22 | RE | 1 | Electric Utility | N |  | N |  | N |  | N | X |  | City of Lafayette - (LA) | 9096 | LA | 138 | 69 |  | N |  | ENLINK LIG LLC |  |  |  | N | X
50111 | Lafayette Utilities System | 1445 | Rodemacher | 201 W Pinhook Road | Lafayette | LA | 70501 | Lafayette | 30.2361 | -92.0083 | SPP | MISO | Midcontinent Independent Transmission System Operator, Inc.. |  | 22 | RE | 1 | Electric Utility | N |  | N |  | N |  | N | X |  | City of Lafayette | 9096 | LA | 69 |  |  | N | [5 empty] | N | X
12625 | City of Minden - (LA) | 1447 | Minden | 119 Horten St | Minden | LA | 71055 | Webster | 32.6046 | -93.2944 | SPP | MISO | Midcontinent Independent Transmission System Operator, Inc.. | Municipality Well Water | 22 | RE | 1 | Electric Utility | N |  | N |  | N |  |  | X |  | Entergy Louisiana LLC | 11241 | LA | 115 |  |  | N | CENTERPOINT ENERGY ARKLA |  |  |  |  | N
11241 | Entergy Louisiana LLC | 1448 | Monroe (LA) | 800 Park Ave | Monroe | LA | 71201 | Ouachita | 32.5233 | -92.1794 | SERC | MISO | Midcontinent Independent Transmission System Operator, Inc.. | Ouachita River | 22 | RE | 1 | Electric Utility | N |  | N |  | N |  |  | X |  | Entergy Louisiana Inc | 11241 | LA | 69
26253 | Louisiana Energy & Power Authority | 1449 | Morgan City | 585 Myrtle Street | Morgan City | LA | 70380 | St Mary | 29.6914 | -91.1885 | SPP | MISO | Midcontinent Independent Transmission System Operator, Inc.. | Municipality | 22 | RE | 1 | Electric Utility | N |  | N |  | N |  | N | X |  | Morgan City - (LA) | 12927 | LA | 13.8 |  |  |  |  | ENLINK LIG LLC
13483 | City of New Roads - (LA) | 1453 | New Roads | 215 Oak Street | New Roads | LA | 70760 | Pointe Coupee | 30.7261 | -91.3683 | SPP | MISO | Midcontinent Independent Transmission System Operator, Inc.. | Municipality | 22 | RE | 1 | Electric Utility | N |  | N |  | N |  | N | X |  | City of New Roads - (LA) | 13483 | LA | 13.8 |  |  | N |  | TEXAS EASTERN TRANSMISSION LP |  |  |  | N
26253 | Louisiana Energy & Power Authority | 1455 | Plaquemine | 59335 W.W. Harleaux Blvd | Plaquemine | LA | 70764 | Iberville | 30.2733 | -91.2567 | SPP | MISO | Midcontinent Independent Transmission System Operator, Inc.. | Municipality | 22 | RE | 1 | Electric Utility | N |  | N |  | N |  | N | X |  | City of Plaquemine - (LA) | 15137 | LA | 69
26253 | Louisiana Energy & Power Authority | 1456 | Rayne | 801 THE BOULEVARD | RAYNE | LA | 70578 | Acadia | 30.2346 | -92.2722 | SPP | MISO | Midcontinent Independent Transmission System Operator, Inc.. | Municipality | 22 | RE | 1 | Electric Utility | N |  | N |  | N |  | N | X |  | City of Rayne - (LA) | 15728 | LA | 13.8 |  |  | N
11252 | Louisiana Generating LLC | 1464 | Big Cajun 1 | 7807 River Road - Hwy 415 | Jarreau | LA | 70749 | Pointe Coupee | 30.6739 | -91.3556 | SERC | MISO | Midcontinent Independent Transmission System Operator, Inc.. | Wells | 22 | NR | 2 | IPP Non-CHP | N |  | N |  | Y | 02-120; 00-89-000 | N | X |  | Entergy Louisiana LLC | 11241 | LA | 230 |  |  | N |  | TEXAS EASTERN TRANSMISSION LP | ENLINK LIG LLC |  |  | N | N
1179 | Emera Maine | 1466 | Bar Harbor | Eagle Lake Rd, Route 233 | Bar Harbor | ME | 4609 | Hancock | 44.3817 | -68.2869 | NPCC | ISNE | ISO New England Inc. | On-Site Well | 22 | RE | 1 | Electric Utility | N |  | N |  | N |  |  | X |  | Bangor Hydro-Electric Co | 1179 | ME | 34.5
1179 | Emera Maine | 1468 | Eastport | County Road, Route 190 | Eastport | ME | 4631 | Washington | 44.9136 | -67.0033 | NPCC | ISNE | ISO New England Inc. | City Water Supply | 22 | RE | 1 | Electric Utility | N |  | N |  | N |  |  | X |  | Emera Maine | 1179 | ME | 4.16 |  |  | N
59178 | Brookfield Black Bear Hydro, LLC | 1469 | Ellsworth Hydro Station | Grant Street | Ellsworth | ME | 4605 | Hancock | 44.5442 | -68.4306 | NPCC | ISNE | ISO New England Inc. | Union River | 22 | NR | 2 | IPP Non-CHP | N |  | N |  | Y | 99-776-000 | N | X |  | Emera Maine | 1179 | ME | 34.5 |  |  | N | [5 empty] | X | X
59178 | Brookfield Black Bear Hydro, LLC | 1472 | Howland Hydro Station | Main Street | Howland | ME | 4448 | Penobscot | 45.2386 | -68.6572 | NPCC | ISNE | ISO New England Inc. | Piscataquis River | 22 | NR | 2 | IPP Non-CHP | N |  | N |  | Y | 99-776-000 | N | X |  | Emera Maine | 1179 | ME | 12.5 |  |  | N
1179 | Emera Maine | 1474 | Medway | Powersville Road | Medway | ME | 4460 | Penobscot | 45.6078 | -68.5444 | NPCC | ISNE | ISO New England Inc. | W Branch Penobscot River | 22 | RE | 1 | Electric Utility | N |  | N |  | N |  |  | X |  | Emera Maine | 1179 | ME | 46
59178 | Brookfield Black Bear Hydro, LLC | 1475 | Milford Hydro Station | Davenport Street | Milford | ME | 4461 | Penobscot | 44.9421 | -68.645 | NPCC | ISNE | ISO New England Inc. | Penobscot River | 22 | NR | 2 | IPP Non-CHP | N |  | N |  | Y | 99-776-000 | N | X |  | Emera Maine | 1179 | ME | 46 |  |  | N
59178 | Brookfield Black Bear Hydro, LLC | 1478 | Stillwater Hydro Station | Free Street | Stillwater | ME | 4468 | Penobscot | 44.9094 | -68.6833 | NPCC | ISNE | ISO New England Inc. | Penobscot River | 22 | NR | 2 | IPP Non-CHP | N |  | N |  | Y | 99-776-000 | N | X |  | Emera Maine | 1179 | ME | 12.5 |  |  | N
39006 | Brookfield White Pine Hydro LLC | 1480 | Androscoggin 3 | 80 Switzerland Rd | Lewiston | ME | 4240 | Androscoggin | 44.1353 | -70.2015 | NPCC | ISNE | ISO New England Inc. | Androscoggin River | 22 | NR | 2 | IPP Non-CHP | N |  | N |  | Y | 99-35-000 |  | X |  | Central Maine Power Co | 3266 | ME | 34 |  |  | N
39006 | Brookfield White Pine Hydro LLC | 1481 | Bar Mills | Route 4 | Bar Mills | ME | 4042 | York | 43.6136 | -70.5525 | NPCC | ISNE | ISO New England Inc. | Saco River | 22 | NR | 2 | IPP Non-CHP | N |  | N |  | Y | 99-35-000 |  | X |  | Central Maine Power Co | 3266 | ME | 34 |  |  | N
39006 | Brookfield White Pine Hydro LLC | 1482 | Bonny Eagle | Route 35 | Hollis | ME | 4042 | York | 43.6877 | -70.6116 | NPCC | ISNE | ISO New England Inc. | Saco River | 22 | NR | 2 | IPP Non-CHP | N |  | N |  | Y | 99-35-000 |  | X |  | Central Maine Power Co | 3266 | ME | 34 |  |  | N
39006 | Brookfield White Pine Hydro LLC | 1483 | Brunswick Hydro | Maine Street | Brunswick | ME | 4011 | Cumberland | 43.9205 | -69.9678 | NPCC | ISNE | ISO New England Inc. | Androscoggin River | 22 | NR | 2 | IPP Non-CHP | N |  | N |  | Y | 99-35-000 |  | X |  | Central Maine Power Co | 3266 | ME | 34 |  |  | N
14876 | FPL Energy Cape LLC | 1484 | Cape Gas Turbine | 2 Ocean Street | Portland | ME | 4106 | Cumberland | 43.6436 | -70.2544 | NPCC | ISNE | ISO New England Inc. |  | 22 | NR | 2 | IPP Non-CHP | N |  | N |  | Y | 00-185-000 | N | X |  | Central Maine Power Co | 3266 | ME | 22 |  |  | N
39006 | Brookfield White Pine Hydro LLC | 1486 | Cataract Hydro | 150 Maine Street | Saco | ME | 4072 | York | 43.4956 | -70.4472 | NPCC | ISNE | ISO New England Inc. | Saco River | 22 | NR | 2 | IPP Non-CHP | N |  | N |  | Y | 99-35-000 |  | X |  | Central Maine Power Co | 3266 | ME | 38 |  |  | N
39006 | Brookfield White Pine Hydro LLC | 1487 | Continental Mills | 65 Oxford Street (Rear) | Lewiston | ME | 4240 | Androscoggin | 44.092 | -70.2219 | NPCC | ISNE | ISO New England Inc. | Androscoggin River | 22 | NR | 2 | IPP Non-CHP | N |  | N |  | Y | 99-35-000 |  | X |  | Central Maine Power Co | 3266 | ME | 0.6 |  |  | N
39006 | Brookfield White Pine Hydro LLC | 1488 | Deer Rips | 150 Deer Rips Road | Auburn | ME | 4210 | Androscoggin | 44.1346 | -70.2037 | NPCC | ISNE | ISO New England Inc. | Androscoggin River | 22 | NR | 2 | IPP Non-CHP | N |  | N |  | Y | 99-35-000 |  | X |  | Central Maine Power Co | 3266 | ME | 34 |  |  | N
39006 | Brookfield White Pine Hydro LLC | 1490 | Fort Halifax | Halifax Street | Winslow | ME | 4901 | Kennebec | 44.5386 | -69.6278 | NPCC |  |  | Sebasticook Stream | 22 | NR | 2 | IPP Non-CHP | N |  | N |  | Y | 99-35-000 |  | X | [7 empty] | N
39006 | Brookfield White Pine Hydro LLC | 1491 | Gulf Island | 259 Switzerland Rd | Lewiston | ME | 4240 | Androscoggin | 44.1529 | -70.2094 | NPCC | ISNE | ISO New England Inc. | Androscoggin River | 22 | NR | 2 | IPP Non-CHP | N |  | N |  | Y | 99-35-000 |  | X |  | Central Maine Power Co | 3266 | ME | 34 |  |  | N
39006 | Brookfield White Pine Hydro LLC | 1492 | Harris Hydro | Indian Pond Rd | West Forks | ME | 4985 | Somerset | 45.4592 | -69.8658 | NPCC | ISNE | ISO New England Inc. | Kennebec River | 22 | NR | 2 | IPP Non-CHP | N |  | N |  | Y | 99-35-000 |  | X |  | Central Maine Power Co | 3266 | ME | 115 |  |  | N
39006 | Brookfield White Pine Hydro LLC | 1493 | Hiram | Route 113 | Hiram | ME | 4024 | Cumberland | 43.8525 | -70.7969 | NPCC | ISNE | ISO New England Inc. | Saco River | 22 | NR | 2 | IPP Non-CHP | N |  | N |  | Y | 99-35-000 |  | X |  | Central Maine Power Co | 3266 | ME | 34 |  |  | N
56854 | Messalonskee Stream Hydro LLC | 1497 | Messalonskee 2 (Oakland) | 25 Cascade Mill Road | Oakland | ME | 4963 | Kennebec | 44.5485 | -69.7104 | NPCC | ISNE | ISO New England Inc. | Messalonskee Stream | 22 | NR | 2 | IPP Non-CHP | N |  | Y | 04-78-000 | N |  | N | X |  | Central Maine Power Co | 3266 | ME | 34 |  |  | N | [5 empty] | X
56854 | Messalonskee Stream Hydro LLC | 1498 | Messalonskee 3 | 52 Rice Rips Road | Oakland | ME | 4963 | Kennebec | 44.5699 | -69.6818 | NPCC | ISNE | ISO New England Inc. | Messalonskee Stream | 22 | NR | 2 | IPP Non-CHP | N |  | Y | 04-78-000. | N |  | N | X |  | Central Maine Power Co | 3266 | ME | 12.47 |  |  | N | [5 empty] | X
56854 | Messalonskee Stream Hydro LLC | 1500 | Messalonskee 5 | 58 West River Road | Waterville | ME | 4901 | Kennebec | 44.5344 | -69.6522 | NPCC | ISNE | ISO New England Inc. | Messalonskee Stream | 22 | NR | 2 | IPP Non-CHP | N |  | Y | 04-78-000. | N |  | N | X |  | Central Maine Power Co | 3266 | ME | 12.47 |  |  | N | [5 empty] | X
39006 | Brookfield White Pine Hydro LLC | 1501 | North Gorham | North Gorham Road | Gorham | ME | 4038 | Cumberland | 43.8025 | -70.4499 | NPCC | ISNE | ISO New England Inc. | Presumpscot River | 22 | NR | 2 | IPP Non-CHP | N |  | N |  | Y | 99-35-000 |  | X |  | Central Maine Power Co | 3266 | ME | 34 |  |  | N
39006 | Brookfield White Pine Hydro LLC | 1504 | Shawmut | Bray Avenue | Shamut | ME | 4975 | Somerset | 44.6295 | -69.5835 | NPCC | ISNE | ISO New England Inc. | Kennebec River | 22 | NR | 2 | IPP Non-CHP | N |  | N |  | Y | 99-35-000 |  | X |  | Central Maine Power Co | 3266 | ME | 34 |  |  | N
39006 | Brookfield White Pine Hydro LLC | 1505 | Skelton | Union Falls Road | Dayton | ME | 4042 | York | 43.5708 | -70.5583 | NPCC | ISNE | ISO New England Inc. | Saco River | 22 | NR | 2 | IPP Non-CHP | N |  | N |  | Y | 99-35-000 |  | X |  | Central Maine Power Co | 3266 | ME | 34 |  |  | N
31719 | FPL Energy Wyman LLC | 1507 | William F Wyman | 677 Cousins Street | Yarmouth | ME | 4096 | Cumberland | 43.7508 | -70.1567 | NPCC | ISNE | ISO New England Inc. | Casco River | 22 | NR | 2 | IPP Non-CHP | N |  | N |  | Y | 99-144-000, 99-37-000 | Y | N | OP | Central Maine Power Co | 3266 | ME | 345 | 115 |  | Y
39006 | Brookfield White Pine Hydro LLC | 1508 | West Buxton | Route 112 | Buxton | ME | 4093 | York | 43.6669 | -70.6021 | NPCC | ISNE | ISO New England Inc. | Saco River | 22 | NR | 2 | IPP Non-CHP | N |  | N |  | Y | 99-35-000 |  | X |  | Central Maine Power Co | 3266 | ME | 34 |  |  | N
39006 | Brookfield White Pine Hydro LLC | 1509 | Weston Hydro | Island Avenue | Skohegan | ME | 4976 | Somerset | 44.7639 | -69.7183 | NPCC | ISNE | ISO New England Inc. | Kennebec River | 22 | NR | 2 | IPP Non-CHP | N |  | N |  | Y | 99-35-000 |  | X |  | Central Maine Power Co | 3266 | ME | 34 |  |  | N
39006 | Brookfield White Pine Hydro LLC | 1510 | Williams Hydro | Route 16 | Solon | ME | 4979 | Somerset | 44.9589 | -69.8703 | NPCC | ISNE | ISO New England Inc. | Kennebec River | 22 | NR | 2 | IPP Non-CHP | N |  | N |  | Y | 99-35-000 |  | X |  | Central Maine Power Co | 3266 | ME | 115 |  |  | N
39006 | Brookfield White Pine Hydro LLC | 1511 | Wyman Hydro | Station Road | Bingham | ME | 4920 | Somerset | 45.0703 | -69.9064 | NPCC | ISNE | ISO New England Inc. | Kennebec River | 22 | NR | 2 | IPP Non-CHP | N |  | N |  | Y | 99-35-000 |  | X |  | Central Maine Power Co | 3266 | ME | 115 |  |  | N
60160 | Merlin One LLC | 1513 | Caribou Generation Station | 142 Lower Lyndon St. | Caribou | ME | 4736 | Aroostook | 46.848 | -68.0026 | NPCC | NBSO | New Brunswick System Operator | Aroostook River | 22 | NR | 2 | IPP Non-CHP | N |  | N |  | Y | 99-105-000 |  | X |  | Emera Maine | 1179 | ME | 69 |  |  | N
14597 | Algonquin Northern Maine | 1514 | Flos Inn Diesel | Parkhurst Siding Rd. | Presque Isle | ME | 4769 | Aroostook | 46.71 | -67.9556 | NPCC | NBSO | New Brunswick System Operator | Wells | 22 | NR | 2 | IPP Non-CHP | N |  | N |  | Y | 95-105-000 |  | X |  | Emera Maine | 1179 | ME | 13.8 |  |  | N
14597 | Algonquin Northern Maine | 1516 | Squa Pan Hydro Station | Sterling Ridge Rd. | Masardis | ME | 4732 | Aroostook | 46.5565 | -68.3255 | NPCC | NBSO | New Brunswick System Operator | Squa Pan Lake | 22 | NR | 2 | IPP Non-CHP | N |  | N |  | Y | 99-105-000 |  | X |  | Emera Maine | 1179 | ME | 69 |  |  | N
60415 | CP Crane Power, LLC | 1552 | CP Crane Power, LLC | Carroll Island Rd | Bengies | MD | 21220 | Baltimore | 39.3236 | -76.3651 | RFC | PJM | PJM Interconnection, LLC | Seneca Creek | 22 | NR | 2 | IPP Non-CHP | N |  | N |  | Y | 00-179-000 | N | X |  | Baltimore Gas & Electric Co | 1167 | MD | 115 |  |  | N | [5 empty] | N | X
4161 | Constellation Power Source Gen | 1553 | Gould Street | Gould & McComas Streets | Baltimore | MD | 21230 | Baltimore City | 39.2663 | -76.6047 | RFC | PJM | PJM Interconnection, LLC | Patapsco River | 22 | NR | 2 | IPP Non-CHP | N |  | N |  | Y | 00-179-000 | N | X |  | Baltimore Gas & Electric Co | 1167 | MD | 33 |  |  | N | BGE |  |  |  |  | N | N
60422 | H.A. Wagner LLC | 1554 | Herbert A Wagner | 1000 Brandon Shores Rd | Baltimore | MD | 21226 | Anne Arundel | 39.1781 | -76.5268 | RFC | PJM | PJM Interconnection, LLC | Patapsco River | 22 | NR | 2 | IPP Non-CHP | N |  | N |  | Y | 00-179-000 | N | X |  | Baltimore Gas & Electric Co | 1167 | MD | 230 | 115 |  | N | BGE |  |  |  |  | N | X
4161 | Constellation Power Source Gen | 1555 | Notch Cliff | 10650 Harford Rd | Baltimore | MD | 21057 | Baltimore | 39.4217 | -76.5087 | RFC | PJM | PJM Interconnection, LLC |  | 22 | NR | 2 | IPP Non-CHP | N |  | N |  | Y | 00-179-000 | N | X |  | Baltimore Gas & Electric Co | 1167 | MD | 115 |  |  | N | BGE |  |  |  |  | N | X
4161 | Constellation Power Source Gen | 1556 | Perryman | Bush River Neck Rd | Harford County | MD | 21130 | Harford | 39.4428 | -76.2218 | RFC | PJM | PJM Interconnection, LLC |  | 22 | NR | 2 | IPP Non-CHP | N |  | N |  | Y | 00-179-000 | N | X |  | Baltimore Gas & Electric Co | 1167 | MD | 115 |  |  | N | BGE |  |  |  |  | N | X
4161 | Constellation Power Source Gen | 1557 | Philadelphia | 3914 Pulaski Highway | Baltimore | MD | 21205 | Baltimore City | 39.2986 | -76.5636 | RFC | PJM | PJM Interconnection, LLC |  | 22 | NR | 2 | IPP Non-CHP | N |  | N |  | Y | 00-179-000 | N | X |  | Baltimore Gas & Electric Co | 1167 | MD | 115 |  |  | N | [5 empty] | N | N
4161 | Constellation Power Source Gen | 1559 | Riverside (MD) | Sollers Point Rd | Baltimore | MD | 21222 | Baltimore | 39.2369 | -76.5133 | RFC | PJM | PJM Interconnection, LLC | Patapsco River | 22 | NR | 2 | IPP Non-CHP | N |  | N |  | Y | 00-179-000 |  | X |  | Baltimore Gas & Electric Co | 1167 | MD | 115 |  |  | N | BGE |  |  |  |  | N | X
4161 | Constellation Power Source Gen | 1560 | Westport | 2810 Clare Street | Baltimore | MD | 21230 | Baltimore City | 39.266 | -76.6295 | RFC | PJM | PJM Interconnection, LLC |  | 22 | NR | 2 | IPP Non-CHP | N |  | N |  | Y | 00-179-000 | N | X |  | Baltimore Gas & Electric Co | 1167 | MD | 115 |  |  | N | BGE |  |  |  |  | N | X
56609 | Calpine Mid-Atlantic Generation LLC | 1563 | Crisfield | 4079 Crisfield Highway | Crisfield | MD | 21817 | Somerset | 37.9941 | -75.8377 | RFC | PJM | PJM Interconnection, LLC |  | 22 | NR | 2 | IPP Non-CHP | N |  | N |  | Y | 03-84 |  | X |  | Delmarva Power | 5027 | MD | 69 |  |  | N | [5 empty] | N | N
19830 | NRG Vienna Operations Inc | 1564 | Vienna Operations | Chapel of Ease Road | Vienna | MD | 21869 | Dorchester | 38.4878 | -75.8208 | RFC | PJM | PJM Interconnection, LLC | Nanticoke River | 22 | NR | 2 | IPP Non-CHP | N |  | N |  | Y | 00-2808-000 | N | X |  | Delmarva Power | 5027 | MD | 138 |  |  | N
54679 | BP Piney & Deep Creek LLC | 1567 | Deep Creek | 14 River View Terrace | Oakland | MD | 21550 | Garrett | 39.523 | -79.413 | RFC | PJM | PJM Interconnection, LLC | Deep Creek Lake | 22 | NR | 2 | IPP Non-CHP | N |  | N |  | Y | 00-250-000 | N | X |  | Pennsylvania Electric Co | 14711 |  | 115 |  |  | N | [5 empty] | N | N
23279 | Allegheny Energy Supply Co LLC | 1570 | FirstEnergy R Paul Smith Power Station | PO Box 168 | Williamsport | MD | 21795 | Washington | 39.595 | -77.8269 | RFC | PJM | PJM Interconnection, LLC | Potomac River | 22 | NR | 2 | IPP Non-CHP | N |  | N |  | N |  | N | X |  | West Penn Power Co | 20387 | PA | 138
12628 | NRG Chalk Point LLC | 1571 | Chalk Point LLC | P.O. 10 | Aquasco | MD | 20608 | Prince Georges | 38.5444 | -76.6861 | RFC | PJM | PJM Interconnection, LLC | Patuxent River | 22 | NR | 2 | IPP Non-CHP | N |  | N |  | N |  | N | X |  | Potomac Electric Power Co | 15270 | MD | 230 |  |  | N | WASHINGTON GAS LIGHT COMPANY | WASHINGTON GAS LIGHT COMPANY |  |  |  | N | X
12653 | GenOn Mid-Atlantic LLC | 1572 | Dickerson | 21200 Martinsburg Rd. | Dickerson | MD | 20842 | Montgomery | 39.2097 | -77.4644 | RFC | PJM | PJM Interconnection, LLC | Potomac River | 22 | NR | 2 | IPP Non-CHP | N |  | N |  | N |  | Y | Y | SB | Potomac Electric Power Co | 15270 | MD | 230 |  |  | N |  | DOMINION TRANSMISSION INCORPORATED |  |  |  | N | X
12653 | GenOn Mid-Atlantic LLC | 1573 | Morgantown Generating Plant | 12620 Crain Highway | Newburg | MD | 20664 | Charles | 38.3592 | -76.9767 | RFC | PJM | PJM Interconnection, LLC | Potomac River | 22 | NR | 2 | IPP Non-CHP | N |  | N |  | N |  | N | X |  | Potomac Electric Power Co | 15270 | MD | 230 |  |  | N
6035 | Exelon Power | 1574 | Conowingo | 2569 Shures Landing Rd. | Darlington | MD | 21034 | Harford | 39.6572 | -76.1752 | RFC | PJM | PJM Interconnection, LLC | Susquehanna River | 22 | NR | 2 | IPP Non-CHP | N |  | N |  | Y | 04-41-000,04-42-000,04-43-000 | N | X |  | PECO Energy Co | 14940 | PA | 220 |  |  | N | [5 empty] | X | X
5625 | Easton Utilities Comm | 1580 | Easton | 219 N. Washington Street | Easton | MD | 21601 | Talbot | 38.7786 | -76.0769 | RFC | PJM | PJM Interconnection, LLC | Municipality | 22 | RE | 1 | Electric Utility | N |  | N |  | N |  | N | X |  | Easton Utilities Comm | 5625 | MD | 69 |  |  | N |  | EASTERN SHORE NATURAL GAS CO |  |  |  | N | X
6035 | Exelon Power | 1585 | Exelon Edgar LLC | 9 Bridge Street | Weymouth | MA | 2191 | Norfolk | 42.2415 | -70.9649 | NPCC |  |  |  | 22 | NR | 2 | IPP Non-CHP | N |  | N |  | Y | 98-45-000 |  | X
6035 | Exelon Power | 1586 | Exelon Framingham LLC | 93 Leland Street | Framingham | MA | 1701 | Norfolk | 42.2672 | -71.3983 | NPCC | ISNE | ISO New England Inc. |  | 22 | NR | 2 | IPP Non-CHP | N |  | N |  | Y | 98-41-000 | N | X |  | NSTAR Electric Company | 54913 | MA | 240 |  |  | N | [5 empty] | X | X
6035 | Exelon Power | 1587 | Exelon L Street | 776 Summer Street | South Boston | MA | 2127 | Suffolk | 42.3392 | -71.0353 | NPCC | ISNE | ISO New England Inc. |  | 22 | NR | 2 | IPP Non-CHP | N |  | N |  | Y | 09-1022-000 | N | X |  | NSTAR Electric Company | 54913 | MA | 345 |  |  | N | [5 empty] | X | X
49965 | Constellation Mystic Power LLC | 1588 | Mystic Generating Station | 173 Alford Street | Charlestown | MA | 2129 | Middlesex | 42.3908 | -71.0675 | NPCC | ISNE | ISO New England Inc. | Mystic River | 22 | NR | 2 | IPP Non-CHP | N |  | N |  | Y | 98-46-000 | N | X |  | NSTAR Electric Company | 54913 | MA | 345 | 115 |  | N |  | DISTRIGAS OF MASSACHUSETTS LTD |  |  |  | N | N
6035 | Exelon Power | 1589 | New Boston Generating Station | 776 Summer Street | South Boston | MA | 2127 | Suffolk | 42.3392 | -71.0353 | NPCC |  |  | Boston Harbor | 22 | NR | 2 | IPP Non-CHP | N |  | N |  | Y | 98-44-000 |  | X
29926 | Entergy Nuclear Generation Co | 1590 | Pilgrim Nuclear Power Station | 600 Rocky Hill Road | Plymouth | MA | 2360 | Plymouth | 41.9438 | -70.578 | NPCC | ISNE | ISO New England Inc. | Atlantic Ocean | 22 | NR | 2 | IPP Non-CHP | N |  | N |  | Y | 99-187-000; 99-1004 | N | X |  | NSTAR Electric Company | 54913 | MA | 345 |  |  | N
6035 | Exelon Power | 1592 | Exelon Medway LLC | 9 Summer Street | Medway | MA | 2053 | Norfolk | 42.14 | -71.4464 | NPCC | ISNE | ISO New England Inc. |  | 22 | NR | 2 | IPP Non-CHP | N |  | N |  | Y | 98-42-000 | N | X |  | NSTAR Electric Company | 54913 | MA | 230 |  |  | N | [5 empty] | X | X
59528 | Veolia - Kendall Green Energy | 1595 | Kendall Square Station | 265 First Street | Cambridge | MA | 2142 | Middlesex | 42.3633 | -71.0792 | NPCC | ISNE | ISO New England Inc. | None | 22 | NR | 3 | IPP CHP | N |  | N |  | Y | 99-20-000 | N | X |  | NSTAR Electric Company | 54913 | MA | 115 |  |  | N | NSTAR GAS COMPANY | Algonquin Gas Transmission Company |  |  |  | N
21461 | NRG Canal LLC | 1597 | Oak Bluffs Diesel Generating Facility | C/O NSTAR 208 Edgartown Rd. | Oak Bluffs | MA | 2557 | Dukes | 41.4258 | -70.6083 | NPCC | ISNE | ISO New England Inc. | Town | 22 | NR | 2 | IPP Non-CHP | N |  | N |  | Y | 99-19-000 | N | X |  | NSTAR Electric Company | 54913 | MA | 21 |  |  | N
21461 | NRG Canal LLC | 1599 | Canal | 9 Freezer Road | Sandwich | MA | 2563 | Barnstable | 41.7694 | -70.5097 | NPCC | ISNE | ISO New England Inc. | Cape Cod Canal | 22 | NR | 2 | IPP Non-CHP | N |  | N |  | Y | 99-19-000 | Y | Y | OP | NSTAR Electric Company | 54913 | MA | 345 |  |  | N | NSTAR GAS COMPANY | Algonquin Gas Transmission Company |  |  |  | N | X
8776 | City of Holyoke Gas and Electric Dept. | 1603 | Boatlock | 28 Gatehouse Road | Holyoke | MA | 1040 | Hampden | 42.2086 | -72.6014 | NPCC | ISNE | ISO New England Inc. | Connecticut River | 22 | RE | 1 | Electric Utility | N |  | N |  | N |  | N | X |  | City of Holyoke - (MA) | 8774 | MA | 13.8 |  |  | N
8776 | City of Holyoke Gas and Electric Dept. | 1604 | Chemical | 228 South Water Street | Holyoke | MA | 1040 | Hampden | 42.1919 | -72.6097 | NPCC | ISNE | ISO New England Inc. | Connecticut River | 22 | RE | 1 | Electric Utility | N |  | N |  | N |  | N | X |  | City of Holyoke - (MA) | 8774 | MA | 13.8 |  |  | N
8776 | City of Holyoke Gas and Electric Dept. | 1605 | Hadley Falls | 25 Gatehouse Road | Holyoke | MA | 1040 | Hampden | 42.2119 | -72.6036 | NPCC | ISNE | ISO New England Inc. | Connecticut River | 22 | RE | 1 | Electric Utility | N |  | N |  | N |  | N | X |  | City of Holyoke - (MA) | 8774 | MA | 34.5 |  |  | N
58185 | FirstLight Power Resources, Inc. - MA | 1606 | Mount Tom | 200 Northampton | Holyoke | MA | 1040 | Hampden | 42.2806 | -72.6055 | NPCC | ISNE | ISO New England Inc. | Connecticut River | 22 | NR | 2 | IPP Non-CHP | N |  | N |  | N |  | Y | Y | OP | Western Massachusetts Elec Co | 20455 | MA | 115
8776 | City of Holyoke Gas and Electric Dept. | 1607 | Riverside Holyoke | 30 Water Street | Holyoke | MA | 1040 | Hampden | 42.2006 | -72.5944 | NPCC | ISNE | ISO New England Inc. | Connecticut River | 22 | RE | 1 | Electric Utility | N |  | N |  | N |  | N | X |  | City of Holyoke - (MA) | 8774 | MA | 13.8 |  |  | N
13206 | Nantucket Electric Co | 1615 | Nantucket | Bunker Road | Nantucket | MA | 2554 | Nantucket | 41.2583 | -70.0517 | NPCC | ISNE | ISO New England Inc. |  | 22 | RE | 1 | Electric Utility | N |  | N |  | N |  | N | X |  | Nantucket Electric Co | 13206 | MA | 13.2 |  |  | N | [5 empty] | N | X
58534 | Brayton Point Energy LLC | 1619 | Brayton Point | Brayton Point Road | Somerset | MA | 2726 | Bristol | 41.7103 | -71.1931 | NPCC | ISNE | ISO New England Inc. | Mt Hope Bay | 22 | NR | 2 | IPP Non-CHP | N |  | N |  | Y | 98-91-000 | Y | Y | OP | Massachusetts Electric Co | 11804 | MA | 345 |  |  | N | Other - See pipeline notes. | Algonquin Gas Transmission Company |  |  |  | N
50048 | TransCanada Hydro Northeast Inc., | 1620 | Deerfield 5 | River Road | Florida | MA | 1247 | Berkshire | 42.6912 | -72.9561 | NPCC | ISNE | ISO New England Inc. | Deerfield River | 22 | NR | 2 | IPP Non-CHP | N |  | N |  | Y | 98-91-000 | N | X |  | Western Massachusetts Electric Company | 20455 | MA | 69 |  |  | N | [5 empty] | X | X
59928 | Footprint Salem Harbor Development LP | 1626 | Salem Harbor | 24 Fort Avenue | Salem | MA | 1970 | Essex | 42.5256 | -70.8772 | NPCC | ISNE | ISO New England Inc. | Salem Harbor, Atlantic Ocean | 22 | NR | 2 | IPP Non-CHP | N |  | N |  | Y | 98-91-000 | Y | Y | OP | Massachusetts Electric Co | 11804 | MA | 115 |  |  |  |  | Algonquin Gas Transmission Company
58185 | FirstLight Power Resources, Inc. - MA | 1629 | Cabot | 15 Cabot Street | Montague | MA | 1376 | Franklin | 42.5875 | -72.5793 | NPCC | ISNE | ISO New England Inc. | Connecticut River | 22 | NR | 2 | IPP Non-CHP | N |  | N |  | Y | 00-94-000 | N | X |  | Western Massachusetts Electric Company | 20455 | MA | 115 |  |  | N | [5 empty] | X | X
8776 | City of Holyoke Gas and Electric Dept. | 1630 | Cobble Mountain | Old Granville Road | Granville | MA | 1034 | Hampden | 42.1171 | -72.8647 | NPCC | ISNE | ISO New England Inc. | Cobble Mountain Reservoir | 22 | RE | 1 | Electric Utility | N |  | N |  | N |  | N | X |  | Western Massachusetts Electric Company | 20455 | MA | 69 |  |  | N
56401 | NAEA Energy Massachusetts LLC | 1631 | Doreen | 225 Doreen St | Pittsfield | MA | 1201 | Berkshire | 42.4433 | -73.2058 | NPCC | ISNE | ISO New England Inc. |  | 22 | NR | 2 | IPP Non-CHP | N |  | N |  | N |  | N | X |  | Western Massachusetts Electric Company | 20455 | MA | 13.8 |  |  | N |  | TENNESSEE GAS PIPELINE COMPANY |  |  |  | N
56401 | NAEA Energy Massachusetts LLC | 1634 | Gardners Falls | 25 Gardners Falls Rd | Buckland | MA | 1370 | Franklin | 42.5914 | -72.7308 | NPCC | ISNE | ISO New England Inc. | Deerfield River | 22 | NR | 2 | IPP Non-CHP | N |  | N |  | N |  | N | X |  | Western Massachusetts Electric Company | 20455 | MA | 13.8 |  |  | N | [5 empty] | X | X
56401 | NAEA Energy Massachusetts LLC | 1637 | Putts Bridge | 5 Center St | Ludlow | MA | 1056 | Hampden | 42.1579 | -72.4864 | NPCC | ISNE | ISO New England Inc. | Chicopee River | 22 | NR | 2 | IPP Non-CHP | N |  | N |  | N |  | N | X |  | Western Massachusetts Electric Company | 20455 | MA | 13.8 |  |  | N | [5 empty] | X | X
56401 | NAEA Energy Massachusetts LLC | 1638 | Redbridge | 5 Red Bridge Rd | Wilbraham | MA | 1095 | Hampden | 42.176 | -72.4095 | NPCC | ISNE | ISO New England Inc. | Chicopee River | 22 | NR | 2 | IPP Non-CHP | N |  | Y | AP | N |  | N | X |  | Western Massachusetts Electric Company | 20455 | MA | 13.8 |  |  | N | [5 empty] | X | X
56401 | NAEA Energy Massachusetts LLC | 1642 | Essential Power Massachusetts LLC | 15 Agawam Ave | West Springfield | MA | 1089 | Hampden | 42.095 | -72.595 | NPCC | ISNE | ISO New England Inc. | Connecticut River | 22 | NR | 2 | IPP Non-CHP | N |  | N |  | N |  | N | X |  | Western Massachusetts Electric Company | 20455 | MA | 115 |  |  | N | COLUMBIA GAS OF MASSACHUSETTS |  |  |  |  | N
56401 | NAEA Energy Massachusetts LLC | 1643 | Woodland Road | 229 Woodland Rd | Lee | MA | 1238 | Berkshire | 42.3362 | -73.2355 | NPCC | ISNE | ISO New England Inc. |  | 22 | NR | 2 | IPP Non-CHP | N |  | N |  | N |  | N | X |  | Western Massachusetts Electric Company | 20455 | MA | 13.8 |  |  | N | [5 empty] | N
2144 | Town of Braintree - (MA) | 1660 | Potter Station 2 | 150 Potter Road | Braintree | MA | 2184 | Norfolk | 42.235 | -70.9672 | NPCC | ISNE | ISO New England Inc. | Dry Cooling Tower | 22 | RE | 1 | Electric Utility | N |  | N |  | N |  | N | X |  | Town of Braintree - (MA) | 2144 | MA | 115 |  |  | N | Other - See pipeline notes. | Algonquin Gas Transmission Company |  |  | Combined cycle - Potter Station supplied by National Grid. Jet Engines - aka. Watson Station - supplied via Algonquin Gas Transmission Company | N | N
9442 | Town of Ipswich - (MA) | 1670 | High Street Station | 276 High Street | Ipswich | MA | 1938 | Essex | 42.6986 | -70.8697 | NPCC | ISNE | ISO New England Inc. | Rain | 22 | RE | 1 | Electric Utility | N |  | N |  | N |  | N | X |  | Town of Ipswich - (MA) | 9442 | MA | 23 |  |  | N |  | TENNESSEE GAS PIPELINE COMPANY |  |  |  | N | X
14605 | City of Peabody - (MA) | 1678 | Waters River | 58 R. Pulaski Street | Peabody | MA | 1960 | Essex | 42.5429 | -70.9283 | NPCC | ISNE | ISO New England Inc. |  | 22 | RE | 1 | Electric Utility | N |  | N |  | N |  | N | X |  | City of Peabody - (MA) | 14605 | MA | 115 |  |  | N |  | TENNESSEE GAS PIPELINE COMPANY |  |  |  | N
18488 | City of Taunton | 1682 | Cleary Flood | 1314 Somerset Avenue | Taunton | MA | 2780 | Bristol | 41.8653 | -71.1061 | NPCC | ISNE | ISO New England Inc. | Taunton River | 22 | RE | 1 | Electric Utility | N |  | N |  | N |  | N | X |  | City of Taunton | 18488 | MA | 115 |  |  | N |  | Algonquin Gas Transmission Company |  |  |  | N | X
4254 | Consumers Energy Co | 1693 | Alcona | 6950 Bamfield Rd. | Glennie | MI | 48737 | Alcona | 44.562 | -83.8045 | RFC | MISO | Midcontinent Independent Transmission System Operator, Inc.. | Au Sable River | 22 | RE | 1 | Electric Utility | N |  | N |  | N |  | N | X |  | ITC Transmission | 56068 | MI | 138 |  |  | N
4254 | Consumers Energy Co | 1694 | Allegan Dam | 3140 Allegan Dam Rd. | Allegan | MI | 49010 | Allegan | 42.5638 | -85.954 | RFC | MISO | Midcontinent Independent Transmission System Operator, Inc.. | Kalamazoo River | 22 | RE | 1 | Electric Utility | N |  | N |  | N |  | N | X |  | Consumers Energy Co | 4254 | MI | 24.9 |  |  | N
4254 | Consumers Energy Co | 1695 | B C Cobb | 151 N. Causeway | Muskegon | MI | 49445 | Muskegon | 43.2588 | -86.2423 | RFC | MISO | Midcontinent Independent Transmission System Operator, Inc.. | Muskegon Lake | 22 | RE | 1 | Electric Utility | N |  | N |  | N |  | Y | N | OP | ITC Transmission | 56068 | MI | 138 |  |  |  |  | DTE GAS COMPANY
4254 | Consumers Energy Co | 1696 | B E Morrow | 28th St. | Comstock | MI | 49041 | Kalamazoo | 42.2802 | -85.4925 | RFC | MISO | Midcontinent Independent Transmission System Operator, Inc.. |  | 22 | RE | 1 | Electric Utility | N |  | N |  | N |  |  | X |  | ITC Transmission | 56068 | MI | 138
4254 | Consumers Energy Co | 1698 | C W Tippy | 1325 Tippy Dam Rd. | Wellston | MI | 49689 | Manistee | 44.2591 | -85.9396 | RFC | MISO | Midcontinent Independent Transmission System Operator, Inc.. | Manistee River | 22 | RE | 1 | Electric Utility | N |  | N |  | N |  |  | X |  | ITC Transmission | 56068 | MI | 138 |  |  | N
4254 | Consumers Energy Co | 1700 | Cooke | Cooke Dam Rd. | Oscoda | MI | 48750 | Iosco | 44.4726 | -83.5719 | RFC | MISO | Midcontinent Independent Transmission System Operator, Inc.. | Au Sable River | 22 | RE | 1 | Electric Utility | N |  | N |  | N |  |  | X |  | Consumers Energy Co | 4254 | MI | 46 |  |  | N
4254 | Consumers Energy Co | 1701 | Croton | 6505 S. Swan Rd. | Newaygo | MI | 49337 | Newaygo | 43.4373 | -85.6645 | RFC | MISO | Midcontinent Independent Transmission System Operator, Inc.. | Muskegon River | 22 | RE | 1 | Electric Utility | N |  | N |  | N |  |  | X |  | Consumers Energy Co | 4254 | MI | 7.2 |  |  | N
4254 | Consumers Energy Co | 1702 | Dan E Karn | 2742 N. Weadock Hwy. | Essexville | MI | 48732 | Bay | 43.645 | -83.8401 | RFC | MISO | Midcontinent Independent Transmission System Operator, Inc.. | Saginaw River | 22 | RE | 1 | Electric Utility | N |  | N |  | N |  | Y | N | OP | ITC Transmission | 56068 | MI | 345 |  |  | N | Other - See pipeline notes. | CONSUMERS GAS UTIL CO | Other - Please explain in pipeline notes below. |  | 16a: CE Gas and DCP Midstream Gas 16b: CE Gas and DCP Midstream Gas | N
4254 | Consumers Energy Co | 1704 | Five Channels | 6051 State, Route 65 | Oscoda | MI | 48750 | Iosco | 44.4555 | -83.6763 | RFC | MISO | Midcontinent Independent Transmission System Operator, Inc.. | Au Sable River | 22 | RE | 1 | Electric Utility | N |  | N |  | N |  |  | X |  | Consumers Energy Co | 4254 | MI | 46 |  |  | N
4254 | Consumers Energy Co | 1705 | Foote | 5315 N. Rea Rd. | Oscoda | MI | 48750 | Iosco | 44.4354 | -83.4407 | RFC | MISO | Midcontinent Independent Transmission System Operator, Inc.. | Au Sable River | 22 | RE | 1 | Electric Utility | N |  | N |  | N |  |  | X |  | Consumers Energy Co | 4254 | MI | 46 |  |  | N
4254 | Consumers Energy Co | 1706 | Gaylord - Consumers | 201 Murner Rd. | Gaylord | MI | 49735 | Otsego | 45.0306 | -84.7039 | RFC | MISO | Midcontinent Independent Transmission System Operator, Inc.. |  | 22 | RE | 1 | Electric Utility | N |  | N |  | N |  |  | X |  | ITC Transmission | 56068 | MI | 138 |  |  | N |  | DTE GAS COMPANY |  |  |  | N
4254 | Consumers Energy Co | 1707 | Hardy | Croton-Hardy @ 36th | Newaygo | MI | 49337 | Newaygo | 43.4866 | -85.6299 | RFC | MISO | Midcontinent Independent Transmission System Operator, Inc.. | Muskegon River | 22 | RE | 1 | Electric Utility | N |  | N |  | N |  |  | X |  | ITC Transmission | 56068 | MI | 138 |  |  | N
4254 | Consumers Energy Co | 1708 | Hodenpyl | Hodenpyl Rd. | Mesick | MI | 49668 | Wexford | 44.3629 | -85.82 | RFC | MISO | Midcontinent Independent Transmission System Operator, Inc.. | Manistee River | 22 | RE | 1 | Electric Utility | N |  | N |  | N |  |  | X |  | Consumers Energy Co | 4254 | MI | 46 |  |  | N
4254 | Consumers Energy Co | 1710 | J H Campbell | 17000 Croswell St. | West Olive | MI | 49460 | Ottawa | 42.9103 | -86.2007 | RFC | MISO | Midcontinent Independent Transmission System Operator, Inc.. | Lake Michigan, Pigeon Lake | 22 | RE | 1 | Electric Utility | N |  | N |  | N |  | Y | N | OP | ITC Transmission | 56068 | MI | 345 |  |  | N
4254 | Consumers Energy Co | 1712 | Loud | Loud Dam Rd. | Oscoda | MI | 48750 | Iosco | 44.4631 | -83.7208 | RFC | MISO | Midcontinent Independent Transmission System Operator, Inc.. | Au Sable River | 22 | RE | 1 | Electric Utility | N |  | N |  | N |  |  | X |  | Consumers Energy Co | 4254 | MI | 46 |  |  | N
4254 | Consumers Energy Co | 1713 | Ludington | 3525 S. Lakeshore Dr. | Ludington | MI | 49431 | Mason | 43.8942 | -86.4447 | RFC | MISO | Midcontinent Independent Transmission System Operator, Inc.. | Lake Michigan | 22 | RE | 1 | Electric Utility | N |  | N |  | N |  |  | X |  | ITC Transmission | 56068 | MI | 345 |  |  | Y
4254 | Consumers Energy Co | 1714 | Mio | 700 S. M-33 | Mio | MI | 48647 | Oscoda | 44.6611 | -84.1317 | RFC | MISO | Midcontinent Independent Transmission System Operator, Inc.. | Au Sable River | 22 | RE | 1 | Electric Utility | N |  | N |  | N |  |  | X |  | ITC Transmission | 56068 | MI | 138 |  |  | N
56192 | Entergy Nuclear Palisades LLC | 1715 | Palisades | 27780 Blue Star Memorial Hwy. | Covert | MI | 49043 | Van Buren | 42.323 | -86.3146 | RFC | MISO | Midcontinent Independent Transmission System Operator, Inc.. | Lake Michigan | 22 | NR | 2 | IPP Non-CHP | N |  | N |  | Y | 06-155-000, 06-1410-000, 06-1411-000 | N | X |  | ITC Transmission | 56068 | MI | 345 |  |  | N
4254 | Consumers Energy Co | 1716 | Rogers | Rogers Heights on US-131 | Big Rapids | MI | 49307 | Mecosta | 43.613 | -85.4795 | RFC | MISO | Midcontinent Independent Transmission System Operator, Inc.. | Muskegon River | 22 | RE | 1 | Electric Utility | N |  | N |  | N |  |  | X |  | Consumers Energy Co | 4254 | MI | 46 |  |  | N
4254 | Consumers Energy Co | 1718 | Straits | 7782 Trails End | Mackinaw City | MI | 49701 | Emmet | 45.7669 | -84.7566 | RFC | MISO | Midcontinent Independent Transmission System Operator, Inc.. |  | 22 | RE | 1 | Electric Utility | N |  | N |  | N |  |  | X |  | Consumers Energy Co | 4254 | MI | 46 |  |  | N |  | DTE GAS COMPANY |  |  |  | N
4254 | Consumers Energy Co | 1719 | Thetford | 10500 N. Genesee Rd. | Mount Morris | MI | 48458 | Genesee | 43.1567 | -83.6286 | RFC | MISO | Midcontinent Independent Transmission System Operator, Inc.. |  | 22 | RE | 1 | Electric Utility | N |  | N |  | N |  |  | X |  | ITC Transmission | 56068 | MI | 138 |  |  | N | CONSUMERS ENERGY COMPANY | CONSUMERS GAS UTIL CO |  |  |  | N
4254 | Consumers Energy Co | 1720 | J C Weadock | 2555 N. Weadock Hwy. | Essexville | MI | 48732 | Bay | 43.6399 | -83.8447 | RFC | MISO | Midcontinent Independent Transmission System Operator, Inc.. | Saginaw River | 22 | RE | 1 | Electric Utility | N |  | N |  | N |  | Y | N | OP | ITC Transmission | 56068 | MI | 138
4254 | Consumers Energy Co | 1722 | Webber | Perkins Rd. | Lyons | MI | 48851 | Ionia | 42.9528 | -84.9025 | RFC | MISO | Midcontinent Independent Transmission System Operator, Inc.. | Grand River | 22 | RE | 1 | Electric Utility | N |  | N |  | N |  |  | X |  | Consumers Energy Co | 4254 | MI | 46 |  |  | N
4254 | Consumers Energy Co | 1723 | J R Whiting | 4525 E. Erie Rd. | Erie | MI | 48133 | Monroe | 41.7921 | -83.4495 | RFC | MISO | Midcontinent Independent Transmission System Operator, Inc.. | Lake Erie (North Maumee Bay) | 22 | RE | 1 | Electric Utility | N |  | N |  | N |  | Y | N | OP | ITC Transmission | 56068 | MI | 138
5109 | DTE Electric Company | 1725 | Colfax | 4025 Gregory Rd | Fowlerville | MI | 48836 | Livingston | 42.6587 | -84.0952 | RFC | MISO | Midcontinent Independent Transmission System Operator, Inc.. |  | 22 | RE | 1 | Electric Utility | N |  | N |  | N |  | N | X |  | DTE Electric Company | 5109 | MI | 40 |  |  | N | [5 empty] | N | X
5109 | DTE Electric Company | 1726 | Conners Creek | 200 Lycaste Ave | Detroit | MI | 48214 | Wayne | 42.3592 | -82.9597 | RFC | MISO | Midcontinent Independent Transmission System Operator, Inc.. | Detroit River | 22 | RE | 1 | Electric Utility | N |  | N |  | N |  | N | X |  | ITC Transmission | 56068 | MI | 120 |  |  | N | [5 empty] | N | X
5109 | DTE Electric Company | 1727 | Dayton (MI) | 50550 Bemis Rd | Belleville | MI | 48111 | Wayne | 42.1758 | -83.5336 | RFC | MISO | Midcontinent Independent Transmission System Operator, Inc.. |  | 22 | RE | 1 | Electric Utility | N |  | N |  | N |  | N | X |  | Detroit Edison Co | 5109 | MI | 40 |  |  | N | [5 empty] | N | X
5109 | DTE Electric Company | 1728 | Delray | 6911 W. Jefferson Ave | Detroit | MI | 48209 | Wayne | 42.2947 | -83.1019 | RFC | MISO | Midcontinent Independent Transmission System Operator, Inc.. | Detroit River | 22 | RE | 1 | Electric Utility | N |  | N |  | N |  | N | X |  | ITC Transmission | 56068 | MI | 120 |  |  | N |  | DTE GAS COMPANY |  |  |  | N | X
5109 | DTE Electric Company | 1729 | Fermi | 6400 N Dixie Hwy | Fenchtown Twp | MI | 48166 | Monroe | 41.9631 | -83.2581 | RFC | MISO | Midcontinent Independent Transmission System Operator, Inc.. | Lake Erie | 22 | RE | 1 | Electric Utility | N |  | N |  | N |  | N | X |  | ITC Transmission | 56068 | MI | 345 |  |  | N | [5 empty] | N | X
5109 | DTE Electric Company | 1730 | Hancock | 1781 Haggerty Rd | Commerce Twp | MI | 48390 | Oakland | 42.5497 | -83.4425 | RFC | MISO | Midcontinent Independent Transmission System Operator, Inc.. |  | 22 | RE | 1 | Electric Utility | N |  | N |  | N |  | N | X |  | ITC Transmission | 56068 | MI | 120 |  |  | N | CONSUMERS ENERGY COMPANY |  |  |  |  | N | X
5109 | DTE Electric Company | 1731 | Harbor Beach | 755 Huron Ave | Harbor Beach | MI | 48441 | Huron | 43.8519 | -82.6436 | RFC | MISO | Midcontinent Independent Transmission System Operator, Inc.. | Lake Huron | 22 | RE | 1 | Electric Utility | N |  | N |  | N |  | N | X |  | ITC Transmission | 56068 | MI | 120 |  |  | N | [5 empty] | N | X
5109 | DTE Electric Company | 1732 | Marysville | 301 Gratiot Blvd | Marysville | MI | 48040 | St Clair | 42.9256 | -82.4606 | RFC | MISO | Midcontinent Independent Transmission System Operator, Inc.. | St Clair River | 22 | RE | 1 | Electric Utility | N |  | N |  | N |  | N | X |  | ITC Transmission | 56068 | MI | 120 |  |  | N | [5 empty] | N | X
5109 | DTE Electric Company | 1733 | Monroe (MI) | 3500 Front St | Monroe | MI | 48161 | Monroe | 41.8906 | -83.3464 | RFC | MISO | Midcontinent Independent Transmission System Operator, Inc.. | Raisin River | 22 | RE | 1 | Electric Utility | N |  | N |  | N |  | Y | N | OP | ITC Transmission | 56068 | MI | 345 |  |  | N | [5 empty] | N | X
5109 | DTE Electric Company | 1734 | Northeast (MI) | 6401 Eight Mile Rd E. | Warren | MI | 48091 | Macomb | 42.45 | -83.0381 | RFC | MISO | Midcontinent Independent Transmission System Operator, Inc.. |  | 22 | RE | 1 | Electric Utility | N |  | N |  | N |  | N | X |  | ITC Transmission | 56068 | MI | 120 |  |  | N | CONSUMERS ENERGY COMPANY |  |  |  |  | N | X
5109 | DTE Electric Company | 1735 | Oliver | 346 N. Gagetown Rd. | Oliver Twp | MI | 48755 | Huron | 43.8264 | -83.2383 | RFC | MISO | Midcontinent Independent Transmission System Operator, Inc.. |  | 22 | RE | 1 | Electric Utility | N |  | N |  | N |  | N | X |  | DTE Electric Company | 5109 | MI | 40 |  |  | N | [5 empty] | N | X
5109 | DTE Electric Company | 1737 | Placid 12 | 4912 Edgar Rd | Clarkston | MI | 48346 | Oakland | 42.7106 | -83.4569 | RFC | MISO | Midcontinent Independent Transmission System Operator, Inc.. |  | 22 | RE | 1 | Electric Utility | N |  | N |  | N |  | N | X |  | DTE Electric Company | 5109 | MI | 40 |  |  | N | [5 empty] | N | X
5109 | DTE Electric Company | 1739 | Putnam (MI) | 5660 Mertz Rd | Mayville | MI | 48744 | Oakland | 42.7108 | -83.4561 | RFC | MISO | Midcontinent Independent Transmission System Operator, Inc.. |  | 22 | RE | 1 | Electric Utility | N |  | N |  | N |  | N | X |  | DTE Electric Company | 5109 | MI | 40 |  |  | N | [5 empty] | N | X
5109 | DTE Electric Company | 1740 | River Rouge | 1 Belanger Park | River Rouge | MI | 48218 | Wayne | 42.2739 | -83.1119 | RFC | MISO | Midcontinent Independent Transmission System Operator, Inc.. | Detroit River | 22 | RE | 1 | Electric Utility | N |  | N |  | N |  | N | X | OP | ITC Transmission | 56068 | MI | 120 |  |  | N |  | DTE GAS COMPANY |  |  |  | N | X
5109 | DTE Electric Company | 1741 | Slocum | 4780 Jefferson Ave W. | Trenton | MI | 48183 | Wayne | 42.1225 | -83.185 | RFC | MISO | Midcontinent Independent Transmission System Operator, Inc.. |  | 22 | RE | 1 | Electric Utility | N |  | N |  | N |  | N | X |  | DTE Electric Company | 5109 | MI | 24 |  |  | N | [5 empty] | N | X
5109 | DTE Electric Company | 1743 | St Clair | 4901 Pointe Dr | East China Twp | MI | 48054 | St Clair | 42.7642 | -82.4719 | RFC | MISO | Midcontinent Independent Transmission System Operator, Inc.. | St Clair River | 22 | RE | 1 | Electric Utility | N |  | N |  | N |  | N | X |  | ITC Transmission | 56068 | MI | 345 |  |  | N | SEMCO ENERGY GAS COMPANY |  |  |  |  | N | X
5109 | DTE Electric Company | 1744 | Superior | 6000 First St | Superior Twp | MI | 48198 | Washtenaw | 42.2639 | -83.6422 | RFC | MISO | Midcontinent Independent Transmission System Operator, Inc.. |  | 22 | RE | 1 | Electric Utility | N |  | N |  | N |  | N | X |  | DTE Electric Company | 5109 | MI | 40 |  |  | N | [5 empty] | N | X
5109 | DTE Electric Company | 1745 | Trenton Channel | 4695 Jefferson Ave W. | Trenton | MI | 48183 | Wayne | 42.1217 | -83.1808 | RFC | MISO | Midcontinent Independent Transmission System Operator, Inc.. | Trenton Channel | 22 | RE | 1 | Electric Utility | N |  | N |  | N |  | N | X |  | ITC Transmission | 56068 | MI | 120 |  |  | N |  | DTE GAS COMPANY |  |  |  | N | X
5109 | DTE Electric Company | 1746 | Wilmot | 5977 Bevens Rd E. | Kingston Twp | MI | 48741 | Tuscola | 43.4566 | -83.1889 | RFC | MISO | Midcontinent Independent Transmission System Operator, Inc.. |  | 22 | RE | 1 | Electric Utility | N |  | N |  | N |  | N | X |  | DTE Electric Company | 5109 | MI | 40 |  |  | N | [5 empty] | N | X
3828 | Cloverland Electric Co-op | 1750 | Manistique | 335 Chippewa Avenue | Manistique | MI | 49854 | Schoolcraft | 45.955 | -86.2563 | RFC | MISO | Midcontinent Independent Transmission System Operator, Inc.. | Closed System | 22 | RE | 1 | Electric Utility | N |  | N |  | N |  | N | X |  | Cloverland Electric Co-op | 3828 | MI | 69 |  |  | N | [5 empty] | X | X
3828 | Cloverland Electric Co-op | 1751 | Edison Sault | 725 E. Portage Ave. | Sault Ste. Marie | MI | 49783 | Chippewa | 46.4974 | -84.332 | RFC | MISO | Midcontinent Independent Transmission System Operator, Inc.. | Lake Superior/ St. Marys River | 22 | RE | 1 | Electric Utility | N |  | N |  | N |  | N | X |  | American Transmission Co | 659 | WI | 69 |  |  | N | [5 empty] | X | X
9324 | Indiana Michigan Power Co | 1753 | Berrien Springs | 600 South Mechanic Street | Berrien Springs | MI | 49103 | Berrien | 41.9439 | -86.3289 | RFC | PJM | PJM Interconnection, LLC | St Joseph River | 22 | RE | 1 | Electric Utility | N |  | N |  | N |  |  | X |  | Indiana Michigan Power Co | 9324 | MI | 34.5 |  |  | N
9324 | Indiana Michigan Power Co | 1754 | Buchanan (MI) | 15560 East River Road | Buchanan | MI | 49107 | Berrien | 41.8396 | -86.3511 | RFC | PJM | PJM Interconnection, LLC | St Joseph River | 22 | RE | 1 | Electric Utility | N |  | N |  | N |  |  | X |  | Indiana Michigan Power Co | 9324 | MI | 34.5 |  |  | N
13781 | Northern States Power Co - Minnesota | 1756 | Saxon Falls | 15462 N. Saxon Falls Rd | Saxon | WI | 54559 | Iron | 46.5392 | -90.3742 | MRO | MISO | Midcontinent Independent Transmission System Operator, Inc.. | Montreal River | 22 | RE | 1 | Electric Utility | N |  | N |  | N |  | N | X |  | Northern States Power Co | 13780 | WI | 34.5 |  |  | N | [5 empty] | X | X
13781 | Northern States Power Co - Minnesota | 1757 | Superior Falls | E112 Lake Rd | Ironwood | MI | 54559 | Gogebic | 46.5646 | -90.4161 | MRO | MISO | Midcontinent Independent Transmission System Operator, Inc.. | Montreal River | 22 | RE | 1 | Electric Utility | N |  | N |  | N |  | N | X |  | Northern States Power Co | 13780 | MI | 34.5 |  |  | N | [5 empty] | X | X
9324 | Indiana Michigan Power Co | 1760 | Constantine | 135 North Washington Avenue | Constantine | MI | 49042 | St Joseph | 41.8436 | -85.6694 | RFC | PJM | PJM Interconnection, LLC | St Joseph River | 22 | RE | 1 | Electric Utility | N |  | N |  | N |  |  | X |  | Indiana Michigan Power Co | 9324 | MI | 12 |  |  | N
9324 | Indiana Michigan Power Co | 1761 | Mottville | 10005 North River Road | White Pigeon | MI | 49099 | St Joseph | 41.8056 | -85.7505 | RFC | PJM | PJM Interconnection, LLC | St Joseph River | 22 | RE | 1 | Electric Utility | N |  | N |  | N |  | N | X |  | Indiana Michigan Power Co | 9324 | MI | 34.5 |  |  | N
20847 | Wisconsin Electric Power Co | 1769 | Presque Isle | 2701 Lakeshore Boulevard North | Marquette | MI | 49855 | Marquette | 46.5789 | -87.395 | RFC | MISO | Midcontinent Independent Transmission System Operator, Inc.. | Lake Superior | 22 | RE | 1 | Electric Utility | N |  | N |  | N |  | N | X |  | American Transmission Co | 659 | WI | 138 |  |  | N | [5 empty] | N
58246 | Escanaba Operating Services LLC | 1771 | Escanaba | 2000 Power Plant Rd | Escanaba | MI | 49829 | Delta | 45.7717 | -87.0639 | MRO | MISO | Midcontinent Independent Transmission System Operator, Inc.. | Lake Michigan | 22 | RE | 1 | Electric Utility | N |  | N |  | N |  | N | X |  | City of Escanaba | 24558 | MI | 12.47
56133 | L'Anse Warden Electric Company LLC | 1772 | John H Warden | 157 S Main St | L'Anse | MI | 49946 | Baraga | 46.7553 | -88.4558 | RFC | MISO | Midcontinent Independent Transmission System Operator, Inc.. | Lake Superior | 22 | NR | 2 | IPP Non-CHP | N |  | N |  | N |  |  | X |  | American Transmission Co | 659 | WI | 13.8 |  |  | N |  | NORTHERN NATURAL GAS |  |  |  | N | N
19578 | Upper Peninsula Power Company | 1773 | Prickett | Prickett Dam Rd | Pelkie | MI | 49958 | Baraga | 46.7261 | -88.6625 | MRO | MISO | Midcontinent Independent Transmission System Operator, Inc.. | Sturgeon River | 22 | RE | 1 | Electric Utility | N |  | N |  | N |  | N | X |  | Upper Peninsula Power Co | 19578 | MI | 12.5 |  |  | N | [5 empty] | N | N
19578 | Upper Peninsula Power Company | 1774 | Victoria Dam | Victoria Dam Rd | Rockland | MI | 49960 | Ontonagon | 46.6964 | -89.2089 | MRO | MISO | Midcontinent Independent Transmission System Operator, Inc.. | West Branch Ontonagon River | 22 | RE | 1 | Electric Utility | N |  | N |  | N |  | N | X |  | Upper Peninsula Power Co | 19578 | MI | 69 |  |  | N | [5 empty] | N | N
20847 | Wisconsin Electric Power Co | 1775 | Brule | Brule Dam Road | Florence | WI | 54121 | Florence | 45.9472 | -88.2189 | RFC | MISO | Midcontinent Independent Transmission System Operator, Inc.. | Brule River | 22 | RE | 1 | Electric Utility | N |  | N |  | N |  | N | X |  | American Transmission Co | 659 | WI | 69 |  |  | N | [5 empty] | X
20847 | Wisconsin Electric Power Co | 1776 | Chalk Hill | Route 1, Chalk Hill Road | Stephenson | MI | 49887 | Menominee | 45.5136 | -87.8011 | RFC | MISO | Midcontinent Independent Transmission System Operator, Inc.. | Menominee River | 22 | RE | 1 | Electric Utility | N |  | N |  | N |  | N | X |  | American Transmission Co | 659 | WI | 69 |  |  | N | [5 empty] | X
20847 | Wisconsin Electric Power Co | 1777 | Hemlock Falls | 314 Stream Road | Crystal Falls | MI | 49920 | Iron | 46.1311 | -88.225 | RFC | MISO | Midcontinent Independent Transmission System Operator, Inc.. | Michigamme River | 22 | RE | 1 | Electric Utility | N |  | N |  | N |  | N | X |  | Wisconsin Electric Power Co | 20847 | MI | 24.9 |  |  | N | [5 empty] | X
20847 | Wisconsin Electric Power Co | 1778 | Kingsford | Power Dam Road | Kingsford | MI | 49801 | Dickinson | 45.808 | -88.1251 | RFC | MISO | Midcontinent Independent Transmission System Operator, Inc.. | Menominee River | 22 | RE | 1 | Electric Utility | N |  | N |  | N |  | N | X |  | Wisconsin Electric Power Co | 20847 | MI | 13.8 |  |  | N | [5 empty] | X
20847 | Wisconsin Electric Power Co | 1780 | Michigamme Falls | 494 Lower Dam Road | Crystal Falls | MI | 49920 | Iron | 45.9553 | -88.1958 | RFC | MISO | Midcontinent Independent Transmission System Operator, Inc.. | Michigamme River | 22 | RE | 1 | Electric Utility | N |  | N |  | N |  | N | X |  | American Transmission Co | 659 | WI | 69 |  |  | N | [5 empty] | X
20847 | Wisconsin Electric Power Co | 1781 | Peavy Falls | 514 Upper Dam Road | Crystal Falls | MI | 49920 | Iron | 45.9908 | -88.2105 | RFC | MISO | Midcontinent Independent Transmission System Operator, Inc.. | Michigamme River | 22 | RE | 1 | Electric Utility | N |  | N |  | N |  | N | X |  | American Transmission Co | 659 | WI | 69 |  |  | N | [5 empty] | X
20847 | Wisconsin Electric Power Co | 1784 | Twin Falls (MI) | N4211 County Road 607 | Iron Mountain | MI | 49801 | Dickinson | 45.8719 | -88.0694 | RFC | MISO | Midcontinent Independent Transmission System Operator, Inc.. | Menominee River | 22 | RE | 1 | Electric Utility | N |  | N |  | N |  | N | X |  | American Transmission Co | 659 | WI | 69 | [8 empty] | X
20847 | Wisconsin Electric Power Co | 1785 | Way Dam | 1361 Way Dam Road | Crystal Falls | MI | 49920 | Iron | 46.1592 | -88.2353 | RFC | MISO | Midcontinent Independent Transmission System Operator, Inc.. | Michigamme River | 22 | RE | 1 | Electric Utility | N |  | N |  | N |  | N | X |  | Wisconsin Electric Power Co | 20847 | MI | 24.9 |  |  | N | [5 empty] | X
20847 | Wisconsin Electric Power Co | 1786 | White Rapids | Route 1, Menomonee River | Stephenson | MI | 49887 | Menominee | 45.4821 | -87.8022 | RFC | MISO | Midcontinent Independent Transmission System Operator, Inc.. | Menominee River | 22 | RE | 1 | Electric Utility | N |  | N |  | N |  | N | X |  | American Transmission Co | 659 | WI | 138 |  |  | N | [5 empty] | X | X
20860 | Wisconsin Public Service Corp | 1787 | Grand Rapids | N6651 P3 Rd | Ingalls | MI | 49848 | Menominee | 45.3547 | -87.6494 | MRO | MISO | Midcontinent Independent Transmission System Operator, Inc.. | Menominee River | 22 | RE | 1 | Electric Utility | N |  | N |  | N |  | N | X |  | Wisconsin Public Service Corp | 20860 | MI | 24.9 |  |  | N | [5 empty] | X
3813 | Village of Clinton - (MI) | 1818 | Clinton | 318 River St | Clinton | MI | 49236 | Lenawee | 42.0682 | -83.976 | RFC | MISO | Midcontinent Independent Transmission System Operator, Inc.. |  | 22 | RE | 1 | Electric Utility | N |  | N |  | N |  | N | X |  | DTE Electric Company | 5109 | MI | 40 |  |  | N | CONSUMERS ENERGY COMPANY |  |  |  |  | N | N
4604 | City of Crystal Falls | 1821 | Crystal Falls | 600 Power Plant Road | Crystal Falls | MI | 49920 | Iron | 46.1063 | -88.3345 | RFC | MISO | Midcontinent Independent Transmission System Operator, Inc.. | Paint River | 22 | RE | 1 | Electric Utility | N |  | N |  | N |  | N | X |  | City of Crystal Falls | 4604 | MI | 12.47 |  |  | N
7483 | City of Grand Haven - (MI) | 1825 | J B Sims | 1231 N. Third Street | Grand Haven | MI | 49417 | Ottawa | 43.0706 | -86.235 | RFC | MISO | Midcontinent Independent Transmission System Operator, Inc.. | Grand River | 22 | RE | 1 | Electric Utility | N |  | N |  | N |  | Y | Y | OP | City of Grand Haven - (MI) | 7483 | MI | 69 |  |  | N | MICHIGAN GAS UTILITIES CO |  |  |  |  | N | N
7483 | City of Grand Haven - (MI) | 1826 | Grand Haven Diesel Plant | 520 S. Harbor Avenue | Grand Haven | MI | 49417 | Ottawa | 43.0598 | -86.2379 | RFC | MISO | Midcontinent Independent Transmission System Operator, Inc.. | Grand River | 22 | RE | 1 | Electric Utility | N |  | N |  | N |  | N | X |  | City of Grand Haven - (MI) | 7483 | MI | 13.4 |  |  | N | MICHIGAN GAS UTILITIES CO |  |  |  |  | N | N
8205 | City of Hart Hydro - (MI) | 1827 | Hart | 15 N. Water | Hart | MI | 49420 | Oceana | 43.7041 | -86.3663 | RFC | MISO | Midcontinent Independent Transmission System Operator, Inc.. | Wells | 22 | RE | 1 | Electric Utility | N |  | N |  | N |  | N | X |  | City of Hart Hydro - (MI) | 8205 | MI | 4 |  |  | N |  | DTE GAS COMPANY |  |  |  | N
8631 | Hillsdale Board of Public Wks | 1829 | Hillsdale | 201 Waterworks Ave | Hillsdale | MI | 49242 | Hillsdale | 41.9061 | -84.6319 | RFC | MISO | Midcontinent Independent Transmission System Operator, Inc.. | Baw Beese Lake | 22 | RE | 1 | Electric Utility | N |  | N |  | N |  | N | X |  | Hillsdale Board of Public Wks | 8631 | MI | 46 |  |  | N | MICHIGAN GAS UTILITIES CO |  |  |  |  | N | X
8723 | City of Holland | 1830 | James De Young | 64 Pine Ave. | Holland | MI | 49423 | Ottawa | 42.7956 | -86.1133 | RFC | MISO | Midcontinent Independent Transmission System Operator, Inc.. | Lake Macatawa | 22 | RE | 1 | Electric Utility | N |  | N |  | N |  | Y | N | OP | City of Holland | 8723 | MI | 138 |  |  | N | SEMCO ENERGY GAS COMPANY |  |  |  |  | N | X
56155 | Lansing Board of Water and Light | 1831 | Eckert Station | 601 Island Ave | Lansing | MI | 48910 | Ingham | 42.7184 | -84.5581 | RFC | MISO | Midcontinent Independent Transmission System Operator, Inc.. | Grand River | 22 | RE | 1 | Electric Utility | N |  | N |  | N |  | N | X |  | City of Lansing - (MI) | 10704 | MI | 13.2 |  |  | N | [5 empty] | X | X
56155 | Lansing Board of Water and Light | 1832 | Erickson Station | 3725 Canal Rd. | Lansing | MI | 48917 | Eaton | 42.6922 | -84.6572 | RFC | MISO | Midcontinent Independent Transmission System Operator, Inc.. | Grand River | 22 | RE | 1 | Electric Utility | N |  | N |  | N |  | N | X |  | City of Lansing - (MI) | 10704 | MI | 138 |  |  | N
11268 | City of Lowell - (MI) | 1837 | Lowell | 127 N. Broadway | Lowell | MI | 49331 | Kent | 42.935 | -85.3378 | RFC | MISO | Midcontinent Independent Transmission System Operator, Inc.. | Closed Loop Cooling System | 22 | RE | 1 | Electric Utility | N |  | N |  | N |  | N | X |  | ITC Transmission | 56068 | MI | 138
11701 | City of Marquette - (MI) | 1840 | Plant Four | End of Powder Mill Road | Marquette | MI | 49855 | Marquette | 46.576 | -87.4036 | RFC | MISO | Midcontinent Independent Transmission System Operator, Inc.. |  | 22 | RE | 1 | Electric Utility | N |  | N |  | N |  | N | X |  | City of Marquette - (MI) | 11701 | MI | 12.5 |  |  | N | [5 empty] | N
11701 | City of Marquette - (MI) | 1842 | James R Smith | 2245 Wright Street | Marquette | MI | 49855 | Marquette | 46.5716 | -87.4105 | RFC | MISO | Midcontinent Independent Transmission System Operator, Inc.. | Dead River | 22 | RE | 1 | Electric Utility | N |  | N |  | N |  | N | X |  | City of Marquette - (MI) | 11701 | MI | 12.5 |  |  | N | [5 empty] | N
11701 | City of Marquette - (MI) | 1843 | Shiras | East Hampton and Lake Superior | Marquette | MI | 49855 | Marquette | 46.5306 | -87.3922 | RFC | MISO | Midcontinent Independent Transmission System Operator, Inc.. | Lake Superior | 22 | RE | 1 | Electric Utility | N |  | N |  | N |  | Y | Y | OP | City of Marquette - (MI) | 11701 | MI | 69 |  |  | N | SEMCO ENERGY GAS COMPANY |  |  |  |  | N
11713 | City of Marshall - (MI) | 1844 | Marshall (MI) | 906 S Marshall Ave | Marshall | MI | 49068 | Calhoun | 42.2717 | -84.9411 | RFC | MISO | Midcontinent Independent Transmission System Operator, Inc.. | Kalamazoo River | 22 | RE | 1 | Electric Utility | N |  | N |  | N |  | N | X |  | City of Marshall - (MI) | 11713 | MI | 12.47 | 4.24 |  | N | CONSUMERS ENERGY COMPANY |  |  |  |  | N | X
13525 | Newberry Water & Light Board | 1846 | Newberry | 307 East McMillan | Newberry | MI | 49868 | Luce | 46.352 | -85.5064 | RFC | MISO | Midcontinent Independent Transmission System Operator, Inc.. | Municipality | 22 | RE | 1 | Electric Utility | N |  | N |  | N |  | N | X |  | Newberry Water & Light Board | 13525 | MI | 69 |  |  | N
13826 | City of Norway | 1848 | Norway (MI) | N740 River Road | Norway | MI | 49870 | Dickinson | 45.7412 | -87.8628 | RFC | MISO | Midcontinent Independent Transmission System Operator, Inc.. | Menominee River | 22 | RE | 1 | Electric Utility | N |  | N |  | N |  | N | X |  | City of Norway | 13826 | MI | 24.9 |  |  | N
15246 | City of Portland - (MI) | 1851 | Frank Jenkins | 723 E. Gd. River Ave. | Portland | MI | 48875 | Ionia | 42.8686 | -84.8956 | RFC | MISO | Midcontinent Independent Transmission System Operator, Inc.. | Municipality | 22 | RE | 1 | Electric Utility | N |  | N |  | N |  |  | X |  | City of Portland - (MI) | 15246 | MI | 7.2 |  |  | N | CONSUMERS ENERGY COMPANY | CONSUMERS GAS UTIL CO |  |  |  | N | N
17886 | City of St Louis - (MI) | 1852 | St Louis | 412 N. Mill | St. Louis | MI | 48880 | Gratiot | 43.4019 | -84.6014 | RFC | MISO | Midcontinent Independent Transmission System Operator, Inc.. | Pine River | 22 | RE | 1 | Electric Utility | N |  | N |  | N |  | N | X |  | City of St Louis - (MI) | 17886 | MI | 4.1 |  |  | N | CONSUMERS ENERGY COMPANY |  |  |  |  | N | X
16873 | City of Sebewaing - (MI) | 1853 | Main Street (MI) | 120 East Main | Sebewaing | MI | 48759 | Huron | 43.7325 | -83.4533 | RFC | MISO | Midcontinent Independent Transmission System Operator, Inc.. | Wells (Closed Radiator System) | 22 | RE | 1 | Electric Utility | N |  | N |  | N |  | N | X |  | DTE Electric Company | 5109 | MI | 40 |  |  | N | CONSUMERS ENERGY COMPANY |  |  |  |  | N | X
18252 | City of Sturgis | 1855 | Sturgis City Diesel Plant | 505 W. Chicago Road | Sturgis | MI | 49091 | St Joseph | 41.7992 | -85.4256 | RFC | PJM | PJM Interconnection, LLC | Municipality | 22 | RE | 1 | Electric Utility | N |  | N |  | N |  | N | X |  | City of Sturgis | 18252 | MI | 4.16 |  |  | N | MICHIGAN GAS UTILITIES CO |  |  |  |  | N | X
18252 | City of Sturgis | 1856 | Hydro Plant | 21477 Sturgis Dam Road | Three Rivers | MI | 49093 | St Joseph | 41.9711 | -85.5381 | RFC | PJM | PJM Interconnection, LLC | St Joseph River | 22 | RE | 1 | Electric Utility | N |  | N |  | N |  | N | X |  | City of Sturgis | 18252 | MI | 24.9 |  |  | N
21264 | USACE-Detroit District | 1865 | Saint Marys Falls | 312 W Portage Avenue | Sault Ste Marie | MI | 49783 | Chippewa | 46.5063 | -84.3493 | MRO | MISO | Midcontinent Independent Transmission System Operator, Inc.. | Lake Superior | 22 | RE | 1 | Electric Utility | N |  | N |  | N |  | N | X |  | Cloverland Electric Co-op | 3828 | MI | 13.6 |  |  | N | [5 empty] | N | X
21048 | Wyandotte Municipal Serv Comm | 1866 | Wyandotte | 2555 Van Alstyne | Wyandotte | MI | 48192 | Wayne | 42.2081 | -83.1453 | RFC | MISO | Midcontinent Independent Transmission System Operator, Inc.. | Detroit River | 22 | RE | 1 | Electric Utility | N |  | N |  | N |  | N | X |  | Wyandotte Municipal Serv Comm | 21048 | MI | 69 |  |  | N |  | DTE GAS COMPANY |  |  |  | N | X
21158 | City of Zeeland - (MI) | 1867 | Zeeland | 347 E. Washington Ave | Zeeland | MI | 49464 | Ottawa | 42.8067 | -86.0558 | RFC | MISO | Midcontinent Independent Transmission System Operator, Inc.. |  | 22 | RE | 1 | Electric Utility | N |  | N |  | N |  | N | X |  | City of Zeeland - (MI) | 21158 | MI | 12.4 |  |  | N | SEMCO ENERGY GAS COMPANY |  |  |  |  | N | X
3828 | Cloverland Electric Co-op | 1868 | Dafter | 2535 W M-28 | Dafter | MI | 49724 | Chippewa | 46.3744 | -84.4172 | RFC | MISO | Midcontinent Independent Transmission System Operator, Inc.. | Wells | 22 | RE | 1 | Electric Utility | N |  | N |  | N |  | N | X |  | American Transmission Co | 659 | WI | 69 |  |  | N | [5 empty] | X | X
19037 | Tower Kleber Ltd Partnership | 1871 | Kleber | 7795 Kleber Rd. | Onaway | MI | 49765 | Cheboygan | 45.392 | -84.3333 | RFC | MISO | Midcontinent Independent Transmission System Operator, Inc.. | Black River Hydroelectric | 22 | NR | 2 | IPP Non-CHP | N |  | Y | QF16-134-000 | N |  | N | X |  | Presque Isle Elec & Gas Coop | 15340 | MI | 12 |  |  | N
20910 | Wolverine Power Supply Coop | 1873 | Tower | 9663 Cooperative Road | Tower | MI | 49792 | Cheboygan | 45.3628 | -84.295 | RFC | MISO | Midcontinent Independent Transmission System Operator, Inc.. | Black River | 22 | RE | 1 | Electric Utility | N |  | N |  | N |  | N | X |  | Wolverine Power Supply Coop | 20910 |  | 69 |  |  | N | [5 empty] | X | X
18895 | Thumb Electric Coop of Mich | 1874 | Caro | 2437 East Dayton Road | Caro | MI | 48723 | Tuscola | 43.4659 | -83.3278 | RFC | MISO | Midcontinent Independent Transmission System Operator, Inc.. | Well | 22 | RE | 1 | Electric Utility | N |  | N |  | N |  |  | X |  | Thumb Electric Coop of Mich | 18895 | MI | 40 |  |  | N | [5 empty] | N
18895 | Thumb Electric Coop of Mich | 1875 | Ubly | 4159 Ubly Road | Ubly | MI | 48475 | Huron | 43.7217 | -82.9388 | RFC | MISO | Midcontinent Independent Transmission System Operator, Inc.. | Well | 22 | RE | 1 | Electric Utility | N |  | N |  | N |  |  | X |  | Thumb Electric Coop of Mich | 18895 | MI | 40 |  |  | N | CONSUMERS ENERGY COMPANY |  |  |  |  | N
20910 | Wolverine Power Supply Coop | 1877 | George Johnson | 1529 S 170th Ave | Hersey | MI | 49639 | Osceola | 43.8393 | -85.426 | RFC | MISO | Midcontinent Independent Transmission System Operator, Inc.. | Muskegon River | 22 | RE | 1 | Electric Utility | N |  | N |  | N |  | N | X |  | Wolverine Power Supply Coop | 20910 |  | 69 |  |  | N | Other - See pipeline notes. |  |  |  | DTE GAS COMPANY | N | X
20910 | Wolverine Power Supply Coop | 1879 | Scottville | 525 West US 10 | Scottville | MI | 49454 | Mason | 43.955 | -86.2936 | RFC |  |  | Wells | 22 | RE | 1 | Electric Utility | N |  | N |  | N |  |  | X |  | Wolverine Power Supply Coop | 20910
20910 | Wolverine Power Supply Coop | 1880 | Claude Vandyke | 3150 143rd Ave | Dorr | MI | 49323 | Allegan | 42.731 | -85.8551 | RFC | MISO | Midcontinent Independent Transmission System Operator, Inc.. | Red Run Drain | 22 | RE | 1 | Electric Utility | N |  | N |  | N |  |  | X |  | Wolverine Power Supply Coop | 20910 |  | 69 |  |  | N | MICHIGAN GAS UTILITIES CO |  |  |  |  | N | X
20910 | Wolverine Power Supply Coop | 1881 | Vestaburg | 8614 Vestaburg Rd | Vestaburg | MI | 48891 | Montcalm | 43.4016 | -84.9141 | RFC | MISO | Midcontinent Independent Transmission System Operator, Inc.. | Wells | 22 | RE | 1 | Electric Utility | N |  | N |  | N |  |  | X |  | Wolverine Power Supply Coop | 20910 |  | 69 |  |  | N | CONSUMERS ENERGY COMPANY |  |  |  |  | N | X
9417 | Interstate Power and Light Co | 1888 | Fox Lake | 844 125th St | Sherburn | MN | 56171 | Martin | 43.6728 | -94.7075 | MRO | MISO | Midcontinent Independent Transmission System Operator, Inc.. | Fox Lake | 22 | RE | 1 | Electric Utility | N |  | N |  | N |  | N | X |  | ITC Midwest LLC | 56161 |  | 69 | 161 |  | N | MINNESOTA ENERGY RESOURCES | NORTHERN NATURAL GAS |  |  |  | N
9417 | Interstate Power and Light Co | 1889 | Hills | Hwy 270 West | Hills | MN | 56138 | Rock | 43.5289 | -96.3647 | MRO | MISO | Midcontinent Independent Transmission System Operator, Inc.. |  | 22 | RE | 1 | Electric Utility | N |  | N |  | N |  | N | X |  | Interstate Power and Light Co | 9417 | MN | 4.2
12647 | ALLETE, Inc. | 1891 | Syl Laskin | PO Box 166 | Hoyt Lakes | MN | 55705 | St Louis | 47.5306 | -92.1619 | MRO | MISO | Midcontinent Independent Transmission System Operator, Inc.. | Colby Lake | 22 | RE | 1 | Electric Utility | N |  | N |  | N |  | Y | Y | OP | ALLETE, Inc. | 12647 | MN | 115 |  |  | N | MINNESOTA ENERGY RESOURCES |  |  |  |  | N | X
12647 | ALLETE, Inc. | 1892 | Blanchard | PO Box 157 | Little Falls | MN | 56373 | Morrison | 45.8614 | -94.3592 | MRO | MISO | Midcontinent Independent Transmission System Operator, Inc.. | Mississippi River | 22 | RE | 1 | Electric Utility | N |  | N |  | N |  |  | X |  | ALLETE, Inc. | 12647 | MN | 115 |  |  | N | [5 empty] | X | X
12647 | ALLETE, Inc. | 1893 | Clay Boswell | 1200 NW 3rd St | Cohasset | MN | 55721 | Itasca | 47.2611 | -93.6528 | MRO | MISO | Midcontinent Independent Transmission System Operator, Inc.. | North Blackwater Lake | 22 | RE | 1 | Electric Utility | N |  | N |  | N |  | Y | Y | OP | ALLETE, Inc. | 12647 | MN | 230 |  |  | N | [5 empty] | N | X
12647 | ALLETE, Inc. | 1894 | Fond Du Lac | 14302 Oldenberg Parkway | Duluth | MN | 55808 | St Louis | 46.6668 | -92.2939 | MRO | MISO | Midcontinent Independent Transmission System Operator, Inc.. | St. Louis River | 22 | RE | 1 | Electric Utility | N |  | N |  | N |  |  | X |  | ALLETE, Inc. | 12647 | MN | 115 |  |  | N | [5 empty] | X | X
12647 | ALLETE, Inc. | 1895 | Knife Falls | Industrial Avenue | Cloquet | MN | 55720 | Carlton | 46.7266 | -92.4486 | MRO | MISO | Midcontinent Independent Transmission System Operator, Inc.. | St. Louis River | 22 | RE | 1 | Electric Utility | N |  | N |  | N |  |  | X |  | ALLETE, Inc. | 12647 | MN | 14 |  |  | N | [5 empty] | X | X
12647 | ALLETE, Inc. | 1896 | Little Falls (MN) | 1 Hydro St Dr. | Little Falls | MN | 56345 | Morrison | 45.975 | -94.3691 | MRO | MISO | Midcontinent Independent Transmission System Operator, Inc.. | Mississippi River | 22 | RE | 1 | Electric Utility | N |  | N |  | N |  |  | X |  | ALLETE, Inc. | 12647 | MN | 34 |  |  | N | [5 empty] | X | X
12647 | ALLETE, Inc. | 1897 | M L Hibbard | 4913 Main Street | Duluth | MN | 55807 | St Louis | 46.7353 | -92.1517 | MRO | MISO | Midcontinent Independent Transmission System Operator, Inc.. | St Louis River | 22133 | RE | 5 | Commercial CHP | N |  | N |  | N |  | N | X |  | ALLETE, Inc. | 12647 | MN | 115 |  |  | N | DULUTH CITY OF |  |  |  |  | N | X
12647 | ALLETE, Inc. | 1898 | Pillager | 13449 Pillager Dam Rd | Pillager | MN | 56473 | Cass | 46.316 | -94.4849 | MRO | MISO | Midcontinent Independent Transmission System Operator, Inc.. | Crow Wing River | 22 | RE | 1 | Electric Utility | N |  | N |  | N |  |  | X |  | ALLETE, Inc. | 12647 | MN | 34 |  |  | N | [5 empty] | X | X
12647 | ALLETE, Inc. | 1899 | Scanlon | Highway 45 | Scanlon | MN | 55720 | Carlton | 46.7091 | -92.4217 | MRO | MISO | Midcontinent Independent Transmission System Operator, Inc.. | St. Louis River | 22 | RE | 1 | Electric Utility | N |  | N |  | N |  |  | X |  | ALLETE, Inc. | 12647 | MN | 14 |  |  | N | [5 empty] | X | X
12647 | ALLETE, Inc. | 1900 | Sylvan | 13753 Sylvan Dam Rd | Pillager | MN | 56473 | Cass | 46.305 | -94.3775 | MRO | MISO | Midcontinent Independent Transmission System Operator, Inc.. | Crow Wing River | 22 | RE | 1 | Electric Utility | N |  | N |  | N |  | N | X |  | ALLETE, Inc. | 12647 | MN | 34 |  |  | N | [5 empty] | X | X
12647 | ALLETE, Inc. | 1901 | Thomson | 180 St Highway 10 | Carlton | MN | 55718 | Carlton | 46.655 | -92.3333 | MRO | MISO | Midcontinent Independent Transmission System Operator, Inc.. | St Louis River | 22 | RE | 1 | Electric Utility | N |  | N |  | N |  |  | X |  | ALLETE, Inc. | 12647 | MN | 115 |  |  | N | [5 empty] | X | X
12647 | ALLETE, Inc. | 1902 | Winton | PO Box 156 | Winton | MN | 55796 | Lake | 47.9344 | -91.7639 | MRO | MISO | Midcontinent Independent Transmission System Operator, Inc.. | Kawishiwi River | 22 | RE | 1 | Electric Utility | N |  | N |  | N |  |  | X |  | ALLETE, Inc. | 12647 | MN | 46 |  |  | N | [5 empty] | X | X
13781 | Northern States Power Co - Minnesota | 1904 | Black Dog | 1400 Black Dog Road | Burnsville | MN | 55101 | Dakota | 44.8108 | -93.2501 | MRO | MISO | Midcontinent Independent Transmission System Operator, Inc.. | Minnesota River | 22 | RE | 1 | Electric Utility | N |  | N |  | N |  | N | X |  | Northern States Power Co - Minnesota | 13781 | MN | 115 |  |  | N | CENTERPOINT ENERGY |  |  |  |  | X | X
13781 | Northern States Power Co - Minnesota | 1910 | Granite City | East of Highway 10 | St. Cloud | MN | 56301 | Benton | 45.5756 | -94.1408 | MRO | MISO | Midcontinent Independent Transmission System Operator, Inc.. |  | 22 | RE | 1 | Electric Utility | N |  | N |  | N |  | N | X |  | Northern States Power Co - Minnesota | 13781 | MN | 115 |  |  | N | NORTHERN STATES PWR CO |  |  |  |  | N | N
13781 | Northern States Power Co - Minnesota | 1911 | Hennepin Island | 206 Main St SE | Minneapolis | MN | 55401 | Hennepin | 44.9824 | -93.2542 | MRO | MISO | Midcontinent Independent Transmission System Operator, Inc.. | Mississippi River | 22 | RE | 1 | Electric Utility | N |  | N |  | N |  | N | X |  | Northern States Power Co - Minnesota | 13781 | MN | 13.8 |  |  | N | [5 empty] | X | X
13781 | Northern States Power Co - Minnesota | 1912 | High Bridge | 155 Randolph Ave | St. Paul | MN | 55101 | Ramsey | 44.9314 | -93.1117 | MRO | MISO | Midcontinent Independent Transmission System Operator, Inc.. | Mississippi River | 22 | RE | 1 | Electric Utility | N |  | N |  | N |  | N | X |  | Northern States Power Co - Minnesota | 13781 | MN | 115 |  |  | N | NORTHERN STATES PWR CO |  |  |  |  | N | N
13781 | Northern States Power Co - Minnesota | 1913 | Inver Hills | 3185 117th St | Inver Grove Heights | MN | 55077 | Dakota | 44.781 | -93.042 | MRO | MISO | Midcontinent Independent Transmission System Operator, Inc.. |  | 22 | RE | 1 | Electric Utility | N |  | N |  | N |  | N | X |  | Northern States Power Co - Minnesota | 13781 | MN | 115 |  |  | N | NORTHERN STATES PWR CO |  |  |  |  | N | N
13781 | Northern States Power Co - Minnesota | 1914 | Key City | 1040 Summit Ave | Mankato | MN | 56001 | Blue Earth | 44.1974 | -94.0078 | MRO | MISO | Midcontinent Independent Transmission System Operator, Inc.. |  | 22 | RE | 1 | Electric Utility | N |  | N |  | N |  | N | X |  | Northern States Power Co - Minnesota | 13781 | MN | 69 |  |  | N | CENTERPOINT ENERGY |  |  |  |  | N | N
13781 | Northern States Power Co - Minnesota | 1915 | Allen S King | 1103 King Plant Rd. | Oak Park Heights | MN | 55003 | Washington | 45.03 | -92.7786 | MRO | MISO | Midcontinent Independent Transmission System Operator, Inc.. | Lake St. Croix | 22 | RE | 1 | Electric Utility | N |  | N |  | N |  | N | X |  | Northern States Power Co - Minnesota | 13781 | MN | 345 |  |  | N | NORTHERN STATES PWR CO |  |  |  |  | N | N
13781 | Northern States Power Co - Minnesota | 1918 | Minnesota Valley | East Highway 212 | Granite Falls | MN | 56241 | Chippewa | 44.8028 | -95.5269 | MRO |  |  | Minnesota River | 22 | RE | 1 | Electric Utility | N |  | N |  | N |  | N | X | [7 empty] | N | [5 empty] | X | X
13781 | Northern States Power Co - Minnesota | 1922 | Monticello Nuclear Facility | 2807 W. County Rd 75 | Monticello | MN | 55362 | Wright | 45.3338 | -93.8493 | MRO | MISO | Midcontinent Independent Transmission System Operator, Inc.. | Mississippi River | 22 | RE | 1 | Electric Utility | N |  | N |  | N |  | N | X |  | Northern States Power Co - Minnesota | 13781 | MN | 345 |  |  | N | [5 empty] | N | N
13781 | Northern States Power Co - Minnesota | 1925 | Prairie Island | 1717 Wakonade Dr. East | Welch | MN | 55066 | Goodhue | 44.622 | -92.6333 | MRO | MISO | Midcontinent Independent Transmission System Operator, Inc.. | Mississippi River | 22 | RE | 1 | Electric Utility | N |  | N |  | N |  | N | X |  | Northern States Power Co - Minnesota | 13781 | MN | 345 |  |  | N | [5 empty] | N | N
13781 | Northern States Power Co - Minnesota | 1926 | Red Wing | 801 5th st. East | Red Wing | MN | 55901 | Goodhue | 44.5692 | -92.5169 | MRO | MISO | Midcontinent Independent Transmission System Operator, Inc.. | Mississippi | 22 | RE | 1 | Electric Utility | N |  | N |  | N |  | N | X |  | Northern States Power Co - Minnesota | 13781 | MN | 13.8 |  |  | N | NORTHERN STATES PWR CO |  |  |  |  | N | N
13781 | Northern States Power Co - Minnesota | 1927 | Riverside (MN) | 3100 Marshall St. NE | Minneapolis | MN | 55401 | Hennepin | 45.0203 | -93.2753 | MRO | MISO | Midcontinent Independent Transmission System Operator, Inc.. | Mississippi River | 22 | RE | 1 | Electric Utility | N |  | N |  | N |  | N | X |  | Northern States Power Co - Minnesota | 13781 | MN | 115 |  |  | N | CENTERPOINT ENERGY |  |  |  |  | N | N
17876 | City of St James - (MN) | 1929 | St James | N/A | St James | MN | 56081 | Watonwan | 43.9882 | -94.6156 | MRO | MISO | Midcontinent Independent Transmission System Operator, Inc.. |  | 22 | RE | 1 | Electric Utility | N |  | N |  | N |  |  | X |  | City of St James - (MN) | 17876 | MN | 12.47 |  |  | N
13781 | Northern States Power Co - Minnesota | 1932 | West Fairbault | 17th St. SW | Faribault | MN | 55021 | Rice | 44.2697 | -93.2906 | MRO |  |  |  | 22 | RE | 1 | Electric Utility | N |  | N |  | N |  | N | X | [7 empty] | N | NORTHERN STATES PWR CO |  |  |  |  | X | X
13781 | Northern States Power Co - Minnesota | 1934 | Wilmarth | 800 Summit Ave | Mankato | MN | 56001 | Blue Earth | 44.1967 | -94.0009 | MRO | MISO | Midcontinent Independent Transmission System Operator, Inc.. | Minnesota River | 22 | RE | 1 | Electric Utility | N |  | N |  | N |  | N | X |  | Northern States Power Co - Minnesota | 13781 | MN | 69 |  |  | N | CENTERPOINT ENERGY |  |  |  |  | N | N
14232 | Otter Tail Power Co | 1943 | Hoot Lake | 1012 Water Plant Road | Fergus Falls | MN | 56537 | Otter Tail | 46.2906 | -96.0433 | MRO | MISO | Midcontinent Independent Transmission System Operator, Inc.. | Otter Tail River | 22 | RE | 1 | Electric Utility | N |  | N |  | N |  | N | X |  | Otter Tail Power Co | 14232 | MN | 115 |  |  | N | [5 empty] | X | X
150 | Adrian Public Utilities Comm | 1956 | Adrian | 20 Main Avenue | Adrian | MN | 56110 | Nobles | 43.6371 | -95.9328 | MRO | SWPP | Southwest Power Pool |  | 22 | RE | 1 | Electric Utility | N |  | N |  | N |  |  | X |  | Adrian Public Utilities Comm | 150 | MN | 4.16 |  |  | N
295 | City of Alexandria - (MN) | 1958 | Alexandria | PO Box 609 | Alexandria | MN | 56308 | Douglas | 45.8892 | -95.3797 | MRO | MISO | Midcontinent Independent Transmission System Operator, Inc.. | Lake Winona | 22 | RE | 1 | Electric Utility | N |  | N |  | N |  | N | X |  | City of Alexandria - (MN) | 295 | MN | 13.2 |  |  | N | CENTERPOINT ENERGY |  |  |  |  | N | X
1009 | City of Austin - (MN) | 1960 | Austin Downtown | 400 4th St NE | Austin | MN | 55912 | Mower | 43.6706 | -92.9693 | MRO | MISO | Midcontinent Independent Transmission System Operator, Inc.. | Red Cedar River | 22 | RE | 1 | Electric Utility | N |  | N |  | N |  | N | X |  | Austin City of | 1009 | MN | 13 |  |  |  |  | NORTHERN NATURAL GAS
1009 | City of Austin - (MN) | 1961 | Austin Northeast | Austin | Austin | MN | 55912 | Mower | 43.7014 | -92.9626 | MRO | MISO | Midcontinent Independent Transmission System Operator, Inc.. | Red Cedar River | 22 | RE | 1 | Electric Utility | N |  | N |  | N |  | N | X |  | City of Austin - (MN) | 1009 | MN | 69 |  |  |  |  | NORTHERN NATURAL GAS |  |  |  | N | X
1573 | City of Benson - (MN) | 1964 | Benson City of | 1410 Kansas Ave | Benson | MN | 56215 | Swift | 45.3144 | -95.6028 | MRO | MISO | Midcontinent Independent Transmission System Operator, Inc.. |  | 22 | RE | 1 | Electric Utility | N |  | N |  | N |  | N | X |  | City of Benson - (MN) | 1573 | MN | 13.8 | 115 |  | N
1871 | City of Blooming Prairie - (MN) | 1966 | Blooming Prairie | 146 3rd Ave SE | Blooming Prairie | MN | 55917 | Steele | 43.866 | -93.0504 | MRO | MISO | Midcontinent Independent Transmission System Operator, Inc.. | Wells | 22 | RE | 1 | Electric Utility | N |  | N |  | N |  | N | X |  | City of Blooming Prairie - (MN) | 1871 | MN | 69 |  |  | N | [5 empty] | X | X
1883 | Blue Earth Light & Water | 1967 | Blue Earth | 125 East Sixth Street | Blue Earth | MN | 56013 | Faribault | 43.6375 | -94.1017 | MRO | MISO | Midcontinent Independent Transmission System Operator, Inc.. | Wells | 22 | RE | 1 | Electric Utility | N |  | N |  | N |  |  | X |  | Blue Earth Light & Water | 1883 | MN | 161 |  |  | N | CENTERPOINT ENERGY
5015 | Delano Municipal Utilities | 1969 | Delano | 11 W Bridge Avenue PO Box 65 | Delano | MN | 55328 | Wright | 45.0414 | -93.7905 | MRO | MISO | Midcontinent Independent Transmission System Operator, Inc.. | Municipality | 22 | RE | 1 | Electric Utility | N |  | N |  | N |  | N | X |  | Delano Municipal Utilities | 5015 | MN | 69 |  |  | N | NORTHERN STATES PWR CO |  |  |  |  | N | X
5111 | City of Detroit Lakes - (MN) | 1970 | Detroit Lakes | P O Box 647 | Detroit Lakes | MN | 56501 | Becker | 46.8175 | -95.8433 | MRO | MISO | Midcontinent Independent Transmission System Operator, Inc.. |  | 22 | RE | 1 | Electric Utility | N |  | N |  | N |  | N | X |  | City of Detroit Lakes - (MN) | 5111 | MN | 12.47 |  |  | N
5773 | City of Elk River | 1971 | Elk River City of | 1701 Main St | Elk River | MN | 55330 | Sherburne | 45.3158 | -93.5781 | MRO | MISO | Midcontinent Independent Transmission System Operator, Inc.. | Surface water | 22 | RE | 1 | Electric Utility | N |  | Y | 06-109-000 | Y | 06-109-000 | N | X |  | City of Elk River | 5773 | MN | 69 |  |  | N | CENTERPOINT ENERGY |  |  |  |  | N | X
6138 | City of Fairfax - (MN) | 1972 | Fairfax | 206 1st St SE | Fairfax | MN | 55332 | Renville | 44.5259 | -94.7188 | MRO | MISO | Midcontinent Independent Transmission System Operator, Inc.. | Municipality | 22 | RE | 1 | Electric Utility | N |  | N |  | N |  | N | X |  | City of Fairfax - (MN) | 6138 | MN | 4.16 |  |  | N | [5 empty] | N
40580 | Southern Minnesota Mun P Agny | 1973 | Fairmont (MN) | 7th & Lincoln Street | Fairmont | MN | 56031 | Martin | 43.6579 | -94.4647 | MRO | MISO | Midcontinent Independent Transmission System Operator, Inc.. | George Lake | 22 | RE | 1 | Electric Utility | N |  | N |  | N |  |  | X |  | Fairmont Public Utilities Comm | 6151 | MN | 12.47 |  |  | N | MINNESOTA ENERGY RESOURCES |  |  |  |  | N | N
7292 | Glencoe Light & Power Comm | 1975 | Glencoe | 305 11th Street E | Glencoe | MN | 55336 | McLeod | 44.7709 | -94.1582 | MRO | MISO | Midcontinent Independent Transmission System Operator, Inc.. | Municipality | 22 | RE | 1 | Electric Utility | N |  | N |  | N |  | N | X |  | Northern States Power Co | 13780 | MN | 115 |  |  | N | CENTERPOINT ENERGY |  |  |  |  | N | X
7487 | City of Grand Marais - (MN) | 1976 | Grand Marais | 55 Lupin Lane | Grand Marais | MN | 55604 | Cook | 47.7503 | -90.3572 | MRO | MISO | Midcontinent Independent Transmission System Operator, Inc.. | Lake Superior | 22 | RE | 1 | Electric Utility | N |  | N |  | N |  | N | X |  | City of Grand Marais - (MN) | 7487 | MN | 69 |  |  | N
7494 | City of Granite Falls - (MN) | 1977 | Granite Falls | 101 Oak Street | Granite Falls | MN | 56241 | Chippewa | 44.8117 | -95.5345 | MRO | MISO | Midcontinent Independent Transmission System Operator, Inc.. | Minnesota River | 22 | RE | 1 | Electric Utility | N |  | N |  | N |  | N | X |  | City of Granite Falls - (MN) | 7494 | MN | 69 |  |  | N | [5 empty] | X | X
8543 | Hibbing Public Utilities Comm | 1979 | Hibbing | 1832 Sixth Avenue East | Hibbing | MN | 55746 | St Louis | 47.4294 | -92.935 | MRO | MISO | Midcontinent Independent Transmission System Operator, Inc.. | Wells | 22 | RE | 1 | Electric Utility | N |  | N |  | N |  | N | X |  | ALLETE, Inc. | 12647 | MN | 22.9 |  |  | N | NORTHERN NATURAL GAS | NORTHERN NATURAL GAS |  |  |  | N | N
9130 | Hutchinson Utilities Comm | 1980 | Hutchinson Plant #1 | 44 4th Ave. NE | Hutchinson | MN | 55350 | McLeod | 44.8957 | -94.3684 | MRO | MISO | Midcontinent Independent Transmission System Operator, Inc.. | Municipality | 22 | RE | 1 | Electric Utility | N |  | N |  | N |  | N | X |  | Hutchinson Utilities Comm | 9130 | MN | 13.8 |  |  | N |  | HUTCHINSON UTILITIES COMMISSION |  |  |  | X | X
9650 | City of Janesville - (MN) | 1982 | Janesville | 219 N. Main | Janseville | MN | 56048 | Waseca | 44.1172 | -93.7073 | MRO | MISO | Midcontinent Independent Transmission System Operator, Inc.. | Wells | 22 | RE | 1 | Electric Utility | N |  | N |  | N |  | N | X |  | City of Janesville - (MN) | 9650 | MN | 23 |  |  | N | CENTERPOINT ENERGY |  |  |  |  | N | X
10179 | Kenyon Municipal Utilities | 1983 | Kenyon Municipal | 709 2nd Street | Kenyon | MN | 55946 | Goodhue | 44.2718 | -92.9848 | MRO | MISO | Midcontinent Independent Transmission System Operator, Inc.. | Municipality | 22 | RE | 1 | Electric Utility | N |  | N |  | N |  | N | X |  | Kenyon Municipal Utilities | 10179 | MN | 69 |  |  | N | [5 empty] | X | X
10596 | City of Lake Crystal - (MN) | 1985 | Lake Crystal | 111 W. Humphrey St. | Lake Crystal | MN | 56055 | Blue Earth | 44.1069 | -94.2197 | MRO | MISO | Midcontinent Independent Transmission System Operator, Inc.. | Municipality | 22 | RE | 1 | Electric Utility | N |  | N |  | N |  | N | X |  | City of Lake Crystal - (MN) | 10596 | MN | 69 |  |  | N | CENTERPOINT ENERGY |  |  |  |  | N | X
10685 | Lanesboro Public Utility Comm | 1987 | Lanesboro | 202 Parkway Ave S | Lanesboro | MN | 55949 | Fillmore | 43.72 | -91.9777 | MRO | MISO | Midcontinent Independent Transmission System Operator, Inc.. | South Branch Root River | 22 | RE | 1 | Electric Utility | N |  | N |  | N |  | N | X |  | Lanesboro Public Utility Comm | 10685 | MN | 2.4 |  |  | N
11064 | Litchfield Public Utilities | 1989 | Litchfield | 421 West 3rd Street | Litchfield | MN | 55355 | Meeker | 45.1282 | -94.5352 | MRO | MISO | Midcontinent Independent Transmission System Operator, Inc.. | Wells Municipality | 22 | RE | 1 | Electric Utility | N |  | N |  | N |  |  | X |  | Litchfield Public Utilities | 11064 | MN | 69 |  |  | N | CENTERPOINT ENERGY |  |  |  |  | N | N
11332 | City of Luverne - (MN) | 1990 | Luverne | 203 E Main | Luverne | MN | 56156 | Rock | 43.6544 | -96.2019 | MRO | SWPP | Southwest Power Pool | Municipality | 22 | RE | 1 | Electric Utility | N |  | N |  | N |  |  | X |  | City of Luverne - (MN) | 11332 | MN | 24.9 |  |  | N |  | None |  |  |  | N
11731 | City of Marshall - (MN) | 1993 | Marshall (MN) | 113 S. 4th St. | Marshall | MN | 56258 | Lyon | 44.4466 | -95.7921 | MRO | MISO | Midcontinent Independent Transmission System Operator, Inc.. |  | 22 | RE | 1 | Electric Utility | N |  | N |  | N |  |  | X |  | City of Marshall - (MN) | 11731 | MN | 13.8 |  |  | N
12286 | Melrose Public Utilities | 1994 | Melrose | 21 West Main St. | Melrose | MN | 56352 | Stearns | 45.675 | -94.8153 | MRO | MISO | Midcontinent Independent Transmission System Operator, Inc.. | Municipality | 22 | RE | 1 | Electric Utility | N |  | N |  | N |  |  | X |  | Melrose Public Utilities | 12286 | MN | 12.47 |  |  | N |  | None
12894 | City of Moorhead - (MN) | 1995 | Moorhead | 519 Elm Street South | Moorhead | MN | 56560 | Clay | 46.8536 | -96.7311 | MRO | SWPP | Southwest Power Pool | Red River Of The North | 22 | RE | 1 | Electric Utility | N |  | N |  | N |  | N | X |  | City of Moorhead | 12894 | MN | 115 |  |  | N | [5 empty] | X | X
12897 | Moose Lake Water & Light Comm | 1996 | Moose Lake | 401 Douglas Ave. | Moose Lake | MN | 55767 | Carlton | 46.4541 | -92.7606 | MRO | MISO | Midcontinent Independent Transmission System Operator, Inc.. |  | 22 | RE | 1 | Electric Utility | N |  | N |  | N |  | N | X |  | Moose Lake Water & Light Comm | 12897 | MN | 5 |  |  | N | [5 empty] | N | N
12900 | City of Mora - (MN) | 1997 | Mora | 16 North Lake Street | Mora | MN | 55051 | Kanabec | 45.8771 | -93.2951 | MRO | MISO | Midcontinent Independent Transmission System Operator, Inc.. | Municipality | 22 | RE | 1 | Electric Utility | N |  | N |  | N |  | N | X |  | City of Mora - (MN) | 12900 | MN | 13 |  |  | N | MINNESOTA ENERGY RESOURCES |  |  |  |  | N
13048 | City of Mountain Lake - (MN) | 1998 | Mountain Lake | 925 2nd Ave. | mountain lake | MN | 56159 | Cottonwood | 43.9405 | -94.9434 | MRO | MISO | Midcontinent Independent Transmission System Operator, Inc.. |  | 22 | RE | 1 | Electric Utility | N |  | N |  | N |  |  | X |  | City of Mountain Lake - (MN) | 13048 | MN | 69 |  |  | N | MINNESOTA ENERGY RESOURCES |  |  |  |  | N
13480 | New Prague Utilities Comm | 1999 | New Prague | 118 Central Ave N | New Prague | MN | 56071 | Le Sueur | 44.5431 | -93.5731 | MRO | MISO | Midcontinent Independent Transmission System Operator, Inc.. | Wells | 22 | RE | 1 | Electric Utility | N |  | N |  | N |  | N | X |  | New Prague Utilities Comm | 13480 | MN | 12.47 |  |  | N | CENTERPOINT ENERGY |  |  |  |  | N | N
13488 | New Ulm Public Utilities Comm | 2001 | New Ulm | 310 First North St. | New Ulm | MN | 56073 | Brown | 44.3159 | -94.4581 | MRO | MISO | Midcontinent Independent Transmission System Operator, Inc.. | Municipality | 22 | RE | 1 | Electric Utility | N |  | N |  | N |  | N | X |  | Northern States Power Co - Minnesota | 13781 | MN | 69 |  |  | N |  | HUTCHINSON UTILITIES COMMISSION |  |  |  | N
13681 | North Branch Water & Light Comm | 2002 | North Branch (MN) | 6388 Maple Street | North Branch | MN | 55056 | Chisago | 45.5106 | -92.979 | MRO | MISO | Midcontinent Independent Transmission System Operator, Inc.. | Municipality | 22 | RE | 1 | Electric Utility | N |  | N |  | N |  |  | X |  | North Branch Water & Light Comm | 13681 | MN | 12.47 |  |  | N
14246 | City of Owatonna - (MN) | 2003 | Owatonna | 208 S. Walnut Ave | Owatonna | MN | 55060 | Steele | 44.0833 | -93.23 | MRO | MISO | Midcontinent Independent Transmission System Operator, Inc.. | Municipality | 22 | RE | 1 | Electric Utility | N |  | N |  | N |  | N | X |  | City of Owatonna - (MN) | 14246 | MN | 12.47 |  |  | N | OWATONNA PUB UTIL |  |  |  |  | N | N
15348 | Preston Public Utilities Comm | 2004 | Preston (MN) | 600 Ridge Road South | Preston | MN | 55965 | Fillmore | 43.6661 | -92.0831 | MRO | MISO | Midcontinent Independent Transmission System Operator, Inc.. | Municipality | 22 | RE | 1 | Electric Utility | N |  | N |  | N |  |  | X |  | Southern Minnesota Mun P Agny | 40580 |  | 69 |  |  | N | MINNESOTA ENERGY RESOURCES |  |  |  |  | N
15387 | Princeton Public Utils Comm | 2005 | Princeton (MN) | 907 First Street | Princeton | MN | 55371 | Mille Lacs | 45.5695 | -93.5872 | MRO | MISO | Midcontinent Independent Transmission System Operator, Inc.. | Municipality | 22 | RE | 1 | Electric Utility | N |  | N |  | N |  | N | X |  | Princeton Public Utils Comm | 15387 | MN | 12.47 |  |  | N | CENTERPOINT ENERGY |  |  |  |  | N | N
16181 | Rochester Public Utilities | 2007 | Rochester Hydro | xxx 406 Ave | Mazeppa | MN | 55956 | Wabasha | 44.213 | -92.4802 | MRO | MISO | Midcontinent Independent Transmission System Operator, Inc.. | Lake Zumbro | 22 | RE | 1 | Electric Utility | N |  | N |  | N |  |  | X |  | Rochester Public Utilities | 16181 | MN | 161 |  |  | N | [5 empty] | X
16181 | Rochester Public Utilities | 2008 | Silver Lake | 425 W. Silver Lake Drive NE | Rochester | MN | 55903 | Olmsted | 44.0282 | -92.4604 | MRO | MISO | Midcontinent Independent Transmission System Operator, Inc.. | Zumbro River | 22 | RE | 1 | Electric Utility | N |  | N |  | N |  | N | X |  | Rochester Public Utilities | 16181 | MN | 161 |  |  | N |  | NORTHERN NATURAL GAS |  |  |  | N
15793 | Redwood Falls Public Util Comm | 2009 | Redwood Falls | 101 East Bridge Street | Redwood Falls | MN | 56283 | Redwood | 44.5431 | -95.1178 | MRO | MISO | Midcontinent Independent Transmission System Operator, Inc.. | Redwood River | 22 | RE | 1 | Electric Utility | N |  | N |  | N |  | N | X |  | Redwood Falls Public Util Comm | 15793 | MN | 13.8 |  |  | N | GREAT PLAINS NATURAL GAS CO |  |  |  |  | N
17320 | Sleepy Eye Public Utility Comm | 2011 | Sleepy Eye | 130 2nd Ave NW | Sleepy Eye | MN | 56085 | Brown | 44.2981 | -94.7252 | MRO | MISO | Midcontinent Independent Transmission System Operator, Inc.. | Closed Radiator | 22 | RE | 1 | Electric Utility | N |  | N |  | N |  | N | X |  | Northern States Power Co - Minnesota | 13781 | MN | 69 |  |  | N
17836 | Springfield Public Utils Comm - (MN) | 2012 | Springfield (MN) | 14 North Marshall Ave. | Springfield | MN | 56087 | Brown | 44.2395 | -94.9763 | MRO | MISO | Midcontinent Independent Transmission System Operator, Inc.. |  | 22 | RE | 1 | Electric Utility | N |  | N |  | N |  | N | X |  | Springfield Public Utils Comm - (MN) | 17836 | MN | 69 |  |  | N | [5 empty] | N | N
17824 | Spring Valley Pub Utils Comm | 2013 | Spring Valley | 104 S Section Avenue | Spring Valley | MN | 55975 | Fillmore | 43.6873 | -92.3894 | MRO | MISO | Midcontinent Independent Transmission System Operator, Inc.. | Municipality | 22 | RE | 1 | Electric Utility | N |  | N |  | N |  |  | X |  | Spring Valley Pub Utils Comm | 17824 | MN | 4.16 |  |  | N | MINNESOTA ENERGY RESOURCES |  |  |  |  | N | N
18820 | City of Thief River Falls | 2014 | Thief River Falls | Zeh & LaBree Ave. S. | Thief River Falls | MN | 56701 | Pennington | 48.1143 | -96.1792 | MRO | MISO | Midcontinent Independent Transmission System Operator, Inc.. | Red Lake River | 22 | RE | 1 | Electric Utility | N |  | N |  | N |  | N | X |  | City of Thief River Falls | 18820 | MN | 12.47 |  |  | N | [5 empty] | N | X
19237 | Truman Public Utilities Comm | 2015 | Truman | 118 N 3rd Ave E | Truman | MN | 56088 | Martin | 43.8284 | -94.4369 | MRO | MISO | Midcontinent Independent Transmission System Operator, Inc.. | Municipality | 22 | RE | 1 | Electric Utility | N |  | N |  | N |  | N | X |  | Truman Public Utilities Comm | 19237 | MN | 12.5 |  |  | N | MINNESOTA ENERGY RESOURCES |  |  |  |  | N | N
19883 | City of Virginia - (MN) | 2018 | Virginia | 618 2nd St South | Virginia | MN | 55792 | St Louis | 47.5224 | -92.541 | MRO | MISO | Midcontinent Independent Transmission System Operator, Inc.. | Silver Lake | 22 | RE | 1 | Electric Utility | N |  | N |  | N |  | N | X |  | City of Virginia - (MN) | 19883 | MN | 13.8 |  |  | N | NORTHERN NATURAL GAS | NORTHERN NATURAL GAS |  |  |  | N | X
29295 | City of Wells - (MN) | 2020 | Wells IC | 101 lst St. SE | Wells | MN | 56097 | Faribault | 43.7445 | -93.7241 | MRO | MISO | Midcontinent Independent Transmission System Operator, Inc.. | Municipality | 22 | RE | 1 | Electric Utility | N |  | N |  | N |  | N | X |  | City of Wells - (MN) | 29295 | MN | 4.16 |  |  | N | MINNESOTA ENERGY RESOURCES |  |  |  |  | N | X
20430 | City of Westbrook | 2021 | Westbrook | PO Box 308 | Westbrook | MN | 56183 | Cottonwood | 44.0399 | -95.4429 | MRO | MISO | Midcontinent Independent Transmission System Operator, Inc.. |  | 22 | RE | 1 | Electric Utility | N |  | N |  | N |  |  | X |  | City of Westbrook | 20430 | MN | 4.16 |  |  | N
20737 | Willmar Municipal Utilities | 2022 | Willmar | 710 Benson Avenue Southwest | Willmar | MN | 56201 | Kandiyohi | 45.1217 | -95.0532 | MRO | MISO | Midcontinent Independent Transmission System Operator, Inc.. | Wells | 22 | RE | 1 | Electric Utility | N |  | N |  | N |  | N | X |  | Willmar Municipal Utilities | 20737 | MN | 12.47 |  |  | N |  | CENTERPOINT ENERGY INTRASTATE PL LLC |  |  |  | N | N
20806 | City of Windom | 2023 | Windom | 1105 1st Ave. | Windom | MN | 56101 | Cottonwood | 43.8681 | -95.1144 | MRO | MISO | Midcontinent Independent Transmission System Operator, Inc.. | Municipality | 22 | RE | 1 | Electric Utility | N |  | N |  | N |  | N | X |  | City of Windom | 20806 | MN | 13.8 |  |  | N | [5 empty] | N | X
21013 | City of Worthington - (MN) | 2024 | Worthington | N/A | Worthington | MN | 56187 | Nobles | 43.6335 | -95.6092 | MRO | MISO | Midcontinent Independent Transmission System Operator, Inc.. |  | 22 | RE | 1 | Electric Utility | N |  | N |  | N |  |  | X |  | City of Worthington - (MN) | 21013 | MN | 12.47 |  |  | N
7570 | Great River Energy | 2038 | Cambridge CT | Highway 65 | Cambridge | MN | 55008 | Isanti | 45.601 | -93.2081 | MRO | MISO | Midcontinent Independent Transmission System Operator, Inc.. |  | 22 | RE | 1 | Electric Utility | N |  | N |  | N |  | N | X |  | Great River Energy | 7570 |  | 69 |  |  | N |  | NORTHERN NATURAL GAS |  |  |  | N | N
7570 | Great River Energy | 2039 | Elk River | 17845 East Highway 10 | Elk River | MN | 55330 | Sherburne | 45.2968 | -93.5584 | MRO | MISO | Midcontinent Independent Transmission System Operator, Inc.. | River | 22 | RE | 1 | Electric Utility | N |  | N |  | N |  | N | X |  | Great River Energy | 7570 |  | 230 |  |  | N | CENTERPOINT ENERGY | NORTHERN NATURAL GAS |  |  |  | N | N
7570 | Great River Energy | 2042 | Maple Lake | 800 2nd Street West | Maple Lake | MN | 55358 | Wright | 45.2291 | -94.0097 | MRO | MISO | Midcontinent Independent Transmission System Operator, Inc.. |  | 22 | RE | 1 | Electric Utility | N |  | N |  | N |  | N | X |  | Great River Energy | 7570 |  | 69 |  |  | N | [5 empty] | N | N
12686 | Mississippi Power Co | 2046 | Eaton | 950 South George Street | Petal | MS | 39465 | Forrest | 31.3294 | -89.2681 | SERC | SOCO | Southern Company Services, Inc. - Trans | Leaf River | 22 | RE | 1 | Electric Utility | N |  | N |  | N |  | N | X |  | Mississippi Power Co | 12686 | MS | 115 |  |  | N |  | GULF SOUTH PIPELINE COMPANY LP |  |  |  | N
12686 | Mississippi Power Co | 2047 | Chevron Oil | 200 Industrial Road, Gate 4 | Pascagoula | MS | 39568 | Jackson | 30.34 | -88.4919 | SERC | SOCO | Southern Company Services, Inc. - Trans |  | 22 | RE | 1 | Electric Utility | N |  | N |  | N |  | N | X |  | Mississippi Power Co | 12686 | MS | 115 |  |  | N |  | DESTIN PIPELINE COMPANY L L C | CHANDELEUR PIPE LINE COMPANY | GULF SOUTH PIPELINE COMPANY LP | Plant connects to Chevron refinery pipelines which connect to these pipelines. There is no direct connection of the power plant to these pipelines as Chevron refinery purchases the natural gas. | N | X
12686 | Mississippi Power Co | 2048 | Sweatt | 5118 Valley Road | Meridian | MS | 39307 | Lauderdale | 32.2925 | -88.7461 | SERC | SOCO | Southern Company Services, Inc. - Trans | Wells | 22 | RE | 1 | Electric Utility | N |  | N |  | N |  | N | X |  | Mississippi Power Co | 12686 | MS | 115 |  |  | N |  | SOUTHERN NATURAL GAS COMPANY |  |  |  | N | X
12686 | Mississippi Power Co | 2049 | Jack Watson | Lorraine Road | Gulfport | MS | 39501 | Harrison | 30.4392 | -89.0286 | SERC | SOCO | Southern Company Services, Inc. - Trans | Biloxi River | 22 | RE | 1 | Electric Utility | N |  | N |  | N |  | Y | N | OS | Mississippi Power Co | 12686 | MS | 230 |  |  | N |  | GULF SOUTH PIPELINE COMPANY LP |  |  |  | N | X
12685 | Entergy Mississippi Inc | 2050 | Baxter Wilson | 770 Kemp Bottom Road | Vicksburg | MS | 39180 | Warren | 32.2831 | -90.9306 | SERC | MISO | Midcontinent Independent Transmission System Operator, Inc.. | Mississippi River | 22 | RE | 1 | Electric Utility | N |  | N |  | N |  | N | X |  | Entergy Mississippi Inc | 12685 | MS | 115 |  |  | N |  | COLUMBIA GULF TRANSMISSION |  |  |  | N
12685 | Entergy Mississippi Inc | 2051 | Delta (MS) | 3964 Hwy 61 | Cleveland | MS | 38732 | Bolivar | 33.7947 | -90.7139 | SERC | MISO | Midcontinent Independent Transmission System Operator, Inc.. | Sunflower River | 22 | RE | 1 | Electric Utility | N |  | N |  | N |  |  | X |  | Entergy Mississippi Inc | 12685 | MS | 115
12685 | Entergy Mississippi Inc | 2052 | Natchez | 152 Steam Plant Road | Natchez | MS | 39120 | Adams | 31.5987 | -91.3464 | SERC | MISO | Midcontinent Independent Transmission System Operator, Inc.. | Municipality | 22 | RE | 1 | Electric Utility | N |  | N |  | N |  |  | X |  | Entergy Mississippi Inc | 12685 | MS | 115
12685 | Entergy Mississippi Inc | 2053 | Rex Brown | 1960 W Northside Drive | Jackson | MS | 39213 | Hinds | 32.357 | -90.213 | SERC | MISO | Midcontinent Independent Transmission System Operator, Inc.. | Pearl River | 22 | RE | 1 | Electric Utility | N |  | N |  | N |  | N | X |  | Entergy Mississippi Inc | 12685 | MS | 115 |  |  | N |  | BOARDWALK FIELD SERVICES LLC |  |  |  | N | X
3702 | Clarksdale Public Utilities | 2059 | L L Wilkins | 240 Hicks Street | Clarksdale | MS | 38614 | Coahoma | 34.1845 | -90.5627 | SERC | MISO | Midcontinent Independent Transmission System Operator, Inc.. | Wells | 22 | RE | 1 | Electric Utility | N |  | N |  | N |  | N | X |  | Clarksdale Public Utilities | 3702 | MS | 115 |  |  | N | TEXAS GAS SERVICE |  |  |  |  | N
3702 | Clarksdale Public Utilities | 2060 | Third Street | 414 Third Street | Clarksdale | MS | 38614 | Coahoma | 34.205 | -90.5778 | SERC | MISO | Midcontinent Independent Transmission System Operator, Inc.. | Wells | 22 | RE | 1 | Electric Utility | N |  | N |  | N |  | N | X |  | Clarksdale Public Utilities | 3702 | MS | 4.16
7651 | Greenwood Utilities Comm | 2062 | Henderson | 2107 River Road Extended | Greenwood | MS | 38930 | Leflore | 33.5173 | -90.2097 | SERC | MISO | Midcontinent Independent Transmission System Operator, Inc.. | Municipality | 22 | RE | 1 | Electric Utility | N |  | N |  | N |  | N | X |  | Entergy Mississippi Inc | 12685 | MS | 115 |  |  | N | ATMOS ENERGY CORPORATION |  |  |  |  | N
7651 | Greenwood Utilities Comm | 2063 | Wright | 101 Wright Place | Greenwood | MS | 38930 | Leflore | 33.5166 | -90.1833 | SERC | MISO | Midcontinent Independent Transmission System Operator, Inc.. | Municipality | 22 | RE | 1 | Electric Utility | N |  | N |  | N |  |  | X |  | Entergy Mississippi Inc | 12685 | MS | 115 |  |  |  | ATMOS ENERGY CORPORATION |  |  |  |  | N
21095 | Public Serv Comm of Yazoo City | 2067 | Yazoo | 501 Bridge St. | Yazoo City | MS | 39194 | Yazoo | 32.8458 | -90.4211 | SERC | MISO | Midcontinent Independent Transmission System Operator, Inc.. | Wells | 22 | RE | 1 | Electric Utility | N |  | N |  | N |  | N | X |  | Public Serv Comm of Yazoo City | 21095 | MS | 115 |  |  | N | ATMOS ENERGY CORPORATION |  |  |  |  | N | N
17568 | Cooperative Energy | 2068 | Benndale | 133 Clark-Mizelle Road | Benndale | MS | 39452 | George | 30.8889 | -88.8054 | SERC | MISO | Midcontinent Independent Transmission System Operator, Inc.. |  | 22 | RE | 1 | Electric Utility | N |  | N |  | N |  | N | X |  | South Mississippi El Pwr Assn | 17568 |  | 69 |  |  | N |  | GULF SOUTH PIPELINE COMPANY LP |  |  |  | N | X
17568 | Cooperative Energy | 2070 | Moselle | 308 Moselle-Seminary Road | Moselle | MS | 39459 | Jones | 31.528 | -89.3004 | SERC | MISO | Midcontinent Independent Transmission System Operator, Inc.. | Wells | 22 | RE | 1 | Electric Utility | N |  | N |  | N |  | N | X |  | South Mississippi El Pwr Assn | 17568 |  | 69 |  |  | N |  | SOUTHCROSS ENERGY LLC |  |  |  | N | X
17568 | Cooperative Energy | 2071 | Paulding | 3887 County Road 16 | Paulding | MS | 39348 | Jasper | 32.0302 | -89.0855 | SERC | MISO | Midcontinent Independent Transmission System Operator, Inc.. |  | 22 | RE | 1 | Electric Utility | N |  | N |  | N |  | N | X |  | South Mississippi El Pwr Assn | 17568 |  | 69 |  |  | N | [5 empty] | N | X
5860 | Empire District Electric Co | 2076 | Asbury | 21133 Uphill Lane | Asbury | MO | 64832 | Jasper | 37.3613 | -94.5893 | SPP | SWPP | Southwest Power Pool | Wells | 22 | RE | 1 | Electric Utility | N |  | N |  | N |  | Y | N | OP | Empire District Electric Co | 5860 | MO | 161 |  |  | N
10000 | Kansas City Power & Light Co | 2078 | Grand Avenue | 115 Grand | Kansas City | MO | 64106 | Jackson | 39.1053 | -94.5697 | SPP | SWPP | Southwest Power Pool | Missouri River | 22 | RE | 1 | Electric Utility | N |  | N |  | N |  |  | X | [7 empty] | N | [5 empty] | X
10000 | Kansas City Power & Light Co | 2079 | Hawthorn | 8700 Hawthorne Road | Kanssas City | MO | 64120 | Jackson | 39.1306 | -94.4778 | SPP | SWPP | Southwest Power Pool | Missouri River | 22 | RE | 1 | Electric Utility | N |  | N |  | N |  | Y | N | OP | Kansas City Power & Light Co | 10000 | MO | 161 |  |  | N |  | SOUTHERN STAR CENTRAL GAS PIPELINE |  |  |  | N
10000 | Kansas City Power & Light Co | 2080 | Montrose | 400 SW Hwy P | Clinton | MO | 64735 | Henry | 38.3114 | -93.9348 | SPP | SWPP | Southwest Power Pool | Montrose Lake | 22 | RE | 1 | Electric Utility | N |  | N |  | N |  | Y | Y | OP | Kansas City Power & Light Co | 10000 | MO | 161 |  |  | N | [5 empty] | N
10000 | Kansas City Power & Light Co | 2081 | Northeast (MO) | 920 N. Olive | Kansas City | MO | 64120 | Jackson | 39.1228 | -94.5606 | SPP | SWPP | Southwest Power Pool | Missouri River | 22 | RE | 1 | Electric Utility | N |  | N |  | N |  |  | X |  | Kansas City Power & Light Co | 10000 | MO | 161 |  |  | N | [5 empty] | N
19436 | Union Electric Co - (MO) | 2082 | Fairgrounds | 2625 Industrial Drive | Jefferson City | MO | 65101 | Cole | 38.5935 | -92.2206 | SERC | MISO | Midcontinent Independent Transmission System Operator, Inc.. |  | 22 | RE | 1 | Electric Utility | N |  | N |  | N |  |  | X |  | Union Electric Co - (MO) | 19436 | MO | 69 |  |  | N
19436 | Union Electric Co - (MO) | 2083 | Kirksville | 3005 North Baltimore | Kirksville | MO | 63501 | Adair | 40.2245 | -92.5849 | SERC | MISO | Midcontinent Independent Transmission System Operator, Inc.. |  | 22 | RE | 1 | Electric Utility | N |  | N |  | N |  |  | X |  | Union Electric Co - (MO) | 19436 | MO | 34.5 |  |  | N | LIBERTY ENERGY DBA LIBERTY UTILITIES |  |  |  |  | N
56211 | KCP&L Greater Missouri Operations Co | 2090 | Nevada | RR1 | Nevada | MO | 64772 | Vernon | 37.8503 | -94.3444 | SPP | SWPP | Southwest Power Pool |  | 22 | RE | 1 | Electric Utility | N |  | N |  | N |  |  | X |  | Kansas City Power & Light Co | 10000 | MO | 69 |  |  | N | [5 empty] | N
56211 | KCP&L Greater Missouri Operations Co | 2092 | Ralph Green | 101 Front St | Pleasant Hill | MO | 64080 | Cass | 38.7876 | -94.2777 | SPP | SWPP | Southwest Power Pool |  | 22 | RE | 1 | Electric Utility | N |  | N |  | N |  |  | X |  | Kansas City Power & Light Co | 10000 | MO | 69 |  |  | N |  | SOUTHERN STAR CENTRAL GAS PIPELINE |  |  |  | N
56211 | KCP&L Greater Missouri Operations Co | 2094 | Sibley | 33200 E. Johnson Rd | Sibley | MO | 64088 | Jackson | 39.1783 | -94.1844 | SPP | SWPP | Southwest Power Pool | Missouri River | 22 | RE | 1 | Electric Utility | N |  | N |  | N |  | Y | Y | OP | Kansas City Power & Light Co | 10000 | MO | 161 |  |  | N | [5 empty] | N
19436 | Union Electric Co - (MO) | 2096 | Viaduct | 263 Old Hwy 61 | Cape Girardeau | MO | 63701 | Cape Girardeau | 37.2572 | -89.5642 | SERC | MISO | Midcontinent Independent Transmission System Operator, Inc.. |  | 22 | RE | 1 | Electric Utility | N |  | N |  | N |  |  | X |  | Union Electric Co | 19436 | MO | 115
56211 | KCP&L Greater Missouri Operations Co | 2098 | Lake Road (MO) | 1413 Lower Lake Rd | St Joseph | MO | 64504 | Buchanan | 39.7246 | -94.8773 | SPP | SWPP | Southwest Power Pool | Missouri River | 22 | RE | 1 | Electric Utility | N |  | N |  | N |  | Y | Y | OP | Kansas City Power & Light Co | 10000 | MO | 161 |  |  | N |  | MISSOURI GAS ENERGY |  |  |  | N
17106 | Sho-Me Power Electric Coop | 2099 | Niangua | 2788 Tunnel Dam Rd. | Camdenton | MO | 65020 | Camden | 37.9385 | -92.8477 | SERC | AECI | Associated Electric Cooperative, Inc. | Niangua River | 22 | RE | 1 | Electric Utility | N |  | N |  | N |  | N | X |  | Sho-Me Power Electric Coop | 17106 |  | 13.2 |  |  | N | [5 empty] | X | X
19436 | Union Electric Co - (MO) | 2102 | Howard Bend | 698 Water Works Road | Chesterfield | MO | 63017 | St Louis | 38.6818 | -90.54 | SERC | MISO | Midcontinent Independent Transmission System Operator, Inc.. |  | 22 | RE | 1 | Electric Utility | N |  | N |  | N |  |  | X |  | Union Electric Co - (MO) | 19436 | MO | 34.5 |  |  | N
19436 | Union Electric Co - (MO) | 2103 | Labadie | 226 Labadie Power Plant Road | Labadie | MO | 63055 | Franklin | 38.5622 | -90.8377 | SERC | MISO | Midcontinent Independent Transmission System Operator, Inc.. | Missouri River | 22 | RE | 1 | Electric Utility | N |  | N |  | N |  | Y | Y | OP | Union Electric Co - (MO) | 19436 | MO | 345 |  |  | N
19436 | Union Electric Co - (MO) | 2104 | Meramec | 8200 Fine Rd | St. Louis | MO | 63129 | St Louis | 38.4017 | -90.3358 | SERC | MISO | Midcontinent Independent Transmission System Operator, Inc.. | Mississippi River | 22 | RE | 1 | Electric Utility | N |  | N |  | N |  | Y | Y | OP | Union Electric Co - (MO) | 19436 | MO | 138 |  |  | N |  | ENABLE GAS TRANSMISSION LLC |  |  |  | N
19436 | Union Electric Co - (MO) | 2106 | Osage Dam | 617 River Road | Eldon | MO | 65026 | Miller | 38.2044 | -92.6239 | SERC | MISO | Midcontinent Independent Transmission System Operator, Inc.. | Osage River | 22 | RE | 1 | Electric Utility | N |  | N |  | N |  |  | X |  | Union Electric Co - (MO) | 19436 | MO | 138 |  |  | N
19436 | Union Electric Co - (MO) | 2107 | Sioux | 8501 N. State Route 94 | West Alton | MO | 63386 | St Charles | 38.9155 | -90.2902 | SERC | MISO | Midcontinent Independent Transmission System Operator, Inc.. | Mississippi River | 22 | RE | 1 | Electric Utility | N |  | N |  | N |  | Y | Y | OP | Union Electric Co - (MO) | 19436 | MO | 138 |  |  | N
19436 | Union Electric Co - (MO) | 2108 | Taum Sauk | Lesterville | Lesterville | MO | 63620 | Reynolds | 37.5208 | -90.8347 | SERC | MISO | Midcontinent Independent Transmission System Operator, Inc.. | East Fork Of Black River | 22 | RE | 1 | Electric Utility | N |  | N |  | N |  |  | X |  | Union Electric Co - (MO) | 19436 | MO | 138 |  |  | Y
228 | City of Albany - (MO) | 2113 | Albany | 906 W. South St. | Albany | MO | 64402 | Gentry | 40.245 | -94.339 | SERC | AECI | Associated Electric Cooperative, Inc. |  | 22 | RE | 1 | Electric Utility | N |  | N |  | N |  | N | X |  | City of Albany - (MO) | 228 | MO | 13.2 |  |  | N | [5 empty] | N
2647 | City of Butler - (MO) | 2115 | Butler Municipal Power Plant | 704 W. Mill St. | Butler | MO | 64730 | Bates | 38.2644 | -94.3444 | SPP | SWPP | Southwest Power Pool | Municipality | 22 | RE | 1 | Electric Utility | N |  | N |  | N |  | N | X |  | City of Butler - (MO) | 2647 | MO | 12.47 | 69 |  | N | LIBERTY ENERGY DBA LIBERTY UTILITIES |  |  |  |  | N | N
3082 | Carrollton Board of Public Wks | 2120 | Carrollton | Waterworks Rd & Bolen St | Carrollton | MO | 64633 | Carroll | 39.3515 | -93.5016 | SERC | SWPP | Southwest Power Pool | Wells | 22 | RE | 1 | Electric Utility | N |  | N |  | N |  | N | X |  | Kansas City Power & Light Co | 10000 | MO | 34.5 |  |  | N |  | MISSOURI GAS ENERGY |  |  |  | N | X
3113 | City of Carthage - (MO) | 2121 | Carthage | 300 S River | Carthage | MO | 64836 | Jasper | 37.1766 | -94.2994 | SPP | SWPP | Southwest Power Pool | Municipality | 22 | RE | 1 | Electric Utility | N |  | N |  | N |  | N | X |  | City of Carthage - (MO) | 3113 | MO | 14 |  |  | N |  | LACLEDE GAS COMPANY |  |  |  | N | X
3486 | Chillicothe Municipal Utils | 2122 | Chillicothe | 1611 Waterworks RD | chillicothe | MO | 64601 | Livingston | 39.7834 | -93.5641 | SERC | SWPP | Southwest Power Pool | Municipality | 22 | RE | 1 | Electric Utility | N |  | N |  | N |  | N | X |  | Chillicothe Municipal Utils | 3486 | MO | 69 |  |  | N | EMPIRE DISTRICT GAS | PANHANDLE EASTERN PIPELINE COMPANY |  |  |  | N | X
4045 | City of Columbia - (MO) | 2123 | Columbia (MO) | 1501 Business Loop 70 E | Columbia | MO | 65205 | Boone | 38.9646 | -92.3168 | SERC | MISO | Midcontinent Independent Transmission System Operator, Inc.. | Wells | 22 | RE | 1 | Electric Utility | N |  | N |  | N |  | Y | N | OS | City of Columbia - (MO) | 4045 | MO | 82.8 |  |  | N |  | PANHANDLE EASTERN PIPELINE COMPANY |  |  |  | N | X
25477 | USCE-Kansas City District | 2124 | Stockton Hydro | 16435 E. Stockton Lake Drive | Stockton | MO | 65785 | Cedar | 37.6936 | -93.7691 | SPP | SPA | Southwestern Power Administration | Sac River | 22 | RE | 1 | Electric Utility | N |  | N |  | N |  | N | X |  | Associated Electric Coop, Inc | 924 |  | 161 |  |  | N | [5 empty] | X | X
6231 | City of Fayette - (MO) | 2125 | Fayette | 108 Armstrong St. | Fayette | MO | 65248 | Howard | 39.1406 | -92.68 | SERC | AECI | Associated Electric Cooperative, Inc. |  | 22 | RE | 1 | Electric Utility | N |  | N |  | N |  | N | X |  | Central Electric Power Coop - (MO) | 3242 |  | 69 |  |  | N
6839 | City of Fulton - (MO) | 2126 | Fulton (MO) | 2101 Power Lane | Futton | MO | 65251 | Callaway | 38.8681 | -91.9478 | SERC | AECI | Associated Electric Cooperative, Inc. | Municipality / Wells | 22 | RE | 1 | Electric Utility | N |  | N |  | N |  | N | X |  | City of Fulton - (MO) | 6839 | MO | 13.8 |  |  | N | Other - See pipeline notes. |  |  |  | Panhandle Eastern Pipeline Company | N | N
6924 | City of Gallatin - (MO) | 2127 | Gallatin (MO) | 702 East Corrine | Gallatin | MO | 64640 | Daviess | 39.9172 | -93.9539 | SERC | AECI | Associated Electric Cooperative, Inc. |  | 22 | RE | 1 | Electric Utility | N |  | N |  | N |  | N | X |  | N W Electric Power Coop, Inc | 13190 |  | 69 |  |  | N | [5 empty] | N | X
8567 | City of Higginsville - (MO) | 2131 | Higginsville | 108 E 22nd St | Higginsville | MO | 64037 | Lafayette | 39.0733 | -93.7147 | SERC | SWPP | Southwest Power Pool | Municipality | 22 | RE | 1 | Electric Utility | N |  | N |  | N |  |  | X |  | City of Higginsville - (MO) | 8567 | MO | 12.47 |  |  | N |  | LACLEDE GAS COMPANY |  |  |  | Y | N
9231 | City of Independence - (MO) | 2132 | Blue Valley | 21500 E. Truman Rd. | Independence | MO | 64056 | Jackson | 39.0919 | -94.3261 | SPP | SWPP | Southwest Power Pool | Wells | 22 | RE | 1 | Electric Utility | N |  | N |  | N |  | Y | Y | OS | City of Independence - (MO) | 9231 | MO | 13.8 |  |  | N |  | SOUTHERN STAR CENTRAL GAS PIPELINE |  |  |  | N
9231 | City of Independence - (MO) | 2134 | Jackson Square | 14102 E. Truman Rd. | Independence | MO | 64050 | Jackson | 39.0946 | -94.4115 | SPP | SWPP | Southwest Power Pool |  | 22 | RE | 1 | Electric Utility | N |  | N |  | N |  | N | X |  | City of Independence - (MO) | 9231 | MO | 13.8 |  |  | N | [5 empty] | N
9231 | City of Independence - (MO) | 2135 | Station H | 101 S. 291 Hwy. | Independence | MO | 64056 | Jackson | 39.1067 | -94.3804 | SPP | SWPP | Southwest Power Pool |  | 22 | RE | 1 | Electric Utility | N |  | N |  | N |  | N | X |  | City of Independence - (MO) | 9231 | MO | 13.8 |  |  | N |  | SOUTHERN STAR CENTRAL GAS PIPELINE |  |  |  | N
9231 | City of Independence - (MO) | 2136 | Station I | 3480 S. Kiger | Independence | MO | 64055 | Jackson | 39.056 | -94.393 | SPP | SWPP | Southwest Power Pool |  | 22 | RE | 1 | Electric Utility | N |  | N |  | N |  | N | X |  | City of Independence - (MO) | 9231 | MO | 13.8 |  |  | N | [5 empty] | N
9603 | City of Jackson - (MO) | 2137 | Jackson (MO) | 420 Florence St | Jackson | MO | 63755 | Cape Girardeau | 37.3847 | -89.6606 | SERC | MISO | Midcontinent Independent Transmission System Operator, Inc.. | Municipality | 22 | RE | 1 | Electric Utility | N |  | N |  | N |  | N | X |  | Union Electric Co - (MO) | 19436 | MO | 34.5 |  |  | N | LIBERTY ENERGY DBA LIBERTY UTILITIES |  |  |  |  | X | X
9973 | City of Kahoka | 2138 | Kahoka | 255 N Washington | Kahoka | MO | 63445 | Clark | 40.4225 | -91.7206 | SERC | MISO | Midcontinent Independent Transmission System Operator, Inc.. | Municipality | 22 | RE | 1 | Electric Utility | N |  | N |  | N |  | N | X |  | Union Electric Co - (MO) | 19436 | MO | 34.5 |  |  | N | LIBERTY ENERGY DBA LIBERTY UTILITIES |  |  |  |  | N | N
10152 | City of Kennett - (MO) | 2139 | Kennett | 401 S. Anthony | Kennett | MO | 63857 | Dunklin | 36.2338 | -90.0521 | SERC | SWPP | Southwest Power Pool | Municipality | 22 | RE | 1 | Electric Utility | N |  | N |  | N |  | N | X |  | City of Kennett - (MO) | 10152 | MO | 69 |  |  | N |  | OZARK GAS TRANSMISSION LLC | TEXAS EASTERN TRANSMISSION LP |  |  | N | X
10538 | City of La Plata - (MO) | 2140 | La Plata | 200 E. Bartlett | La Plata | MO | 63549 | Macon | 40.0244 | -92.4896 | SERC | AECI | Associated Electric Cooperative, Inc. | La Plata/Kirksville | 22 | RE | 1 | Electric Utility | N |  | N |  | N |  |  | X |  | Northeast Missouri El Pwr Coop | 13738 |  | 69 |  |  | N
11460 | City of Macon - (MO) | 2141 | Macon | 404 Vine St | Macon | MO | 63552 | Macon | 39.7378 | -92.4689 | SERC | AECI | Associated Electric Cooperative, Inc. | Municipality | 22 | RE | 1 | Electric Utility | N |  | N |  | N |  | N | X |  | Northeast Missouri El Pwr Coop | 13738 |  | 69 |  |  | N | MACON MUNICIPAL UTILITIES |  |  |  |  | N
11540 | City of Malden - (MO) | 2142 | Malden | 405 South Beckwith | Malden | MO | 63863 | Dunklin | 36.5531 | -89.9682 | SPP | SWPP | Southwest Power Pool | Municipality | 22 | RE | 1 | Electric Utility | N |  | N |  | N |  | N | X |  | Southwestern Power Administration | 17716 |  | 69 |  |  | N | LIBERTY ENERGY DBA LIBERTY UTILITIES |  |  |  |  | N | X
11732 | City of Marshall - (MO) | 2144 | Marshall (MO) | 765 West North | Marshall | MO | 65340 | Saline | 39.1228 | -93.2064 | SERC | SWPP | Southwest Power Pool | Municipality | 22 | RE | 1 | Electric Utility | N |  | N |  | N |  | N | X |  | Kansas City Power & Light Co | 10000 | MO | 161 |  |  | N | MARSHALL MUNICIPAL UTILITIES | PANHANDLE EASTERN PIPELINE COMPANY | MARSHALL MUNICIPAL UTILITIES |  |  | N | N
12294 | City of Memphis - (MO) | 2145 | Memphis | Strong Blvd | Memphis | MO | 63555 | Scotland | 40.4578 | -92.181 | SERC | AECI | Associated Electric Cooperative, Inc. | Municipality | 22 | RE | 1 | Electric Utility | N |  | N |  | N |  | N | X |  | City of Memphis - (MO) | 12294 | MO | 69 |  |  | N | LIBERTY ENERGY DBA LIBERTY UTILITIES |  |  |  |  | N
12802 | City of Monroe City - (MO) | 2146 | Monroe (MO) | 200 East Summer | Monroe City | MO | 63456 | Monroe | 39.6525 | -91.7325 | SERC | AECI | Associated Electric Cooperative, Inc. |  | 22 | RE | 1 | Electric Utility | N |  | N |  | N |  |  | X |  | City of Monroe City - (MO) | 12802 | MO | 69 |  |  | N | [5 empty] | X | X
14400 | City of Palmyra - (MO) | 2150 | Palmyra Municipal | 115 N. Spring St. | Palmyra | MO | 63461 | Marion | 39.8 | -91.5252 | SERC | AECI | Associated Electric Cooperative, Inc. | Municipal Cooling | 22 | RE | 1 | Electric Utility | N |  | N |  | N |  | N | X |  | Associated Electric Coop, Inc | 924 |  | 69 |  |  | N | LIBERTY ENERGY DBA LIBERTY UTILITIES | PANHANDLE EASTERN PIPELINE COMPANY |  |  |  | N | X
17177 | City of Sikeston - (MO) | 2158 | Coleman | 389 North West St | Sikeston | MO | 63801 | Scott | 36.8785 | -89.6214 | SPP | SPA | Southwestern Power Administration |  | 22 | RE | 1 | Electric Utility | N |  | N |  | N |  |  | X |  | City of Sikeston | 17177 | MO
17833 | City Utilities of Springfield - (MO) | 2161 | James River Power Station | 5701 S. Kissick | Springfield | MO | 65804 | Greene | 37.1086 | -93.2619 | SPP | SWPP | Southwest Power Pool | Lake Springfield | 22 | RE | 1 | Electric Utility | N |  | N |  | N |  | Y | N | OS | City Utilities of Springfield - (MO) | 17833 | MO | 69 |  |  | N |  | SOUTHERN STAR CENTRAL GAS PIPELINE |  |  |  | N | X
17833 | City Utilities of Springfield - (MO) | 2162 | Main Street (MO) | 400 N. Main | Sprinfield | MO | 65806 | Greene | 37.2094 | -93.2967 | SPP | MISO | Midcontinent Independent Transmission System Operator, Inc.. |  | 22 | RE | 1 | Electric Utility | N |  | N |  | N |  | N | X |  | City Utilities of Springfield | 17833 | MO | 69
19150 | Trenton Municipal Utilities - (MO) | 2163 | Trenton Diesel | 1115 W Crowder Rd | Trenton | MO | 64683 | Grundy | 40.0661 | -93.6042 | SERC | SWPP | Southwest Power Pool | Municipality | 22 | RE | 1 | Electric Utility | N |  | N |  | N |  |  | X |  | Trenton Municipal Utilities | 19150 | MO | 13.2
19474 | City of Unionville - (MO) | 2164 | Unionville City of | 2221 main st. | Unionville | MO | 63565 | Putnam | 40.4767 | -93.01 | SERC | AECI | Associated Electric Cooperative, Inc. |  | 22 | RE | 1 | Electric Utility | N |  | N |  | N |  |  | X |  | City of Unionville - (MO) | 19474 | MO | 13 |  |  | N | UNIONVILLE MUNICIPAL NATURAL GAS SYS |  |  |  |  | Y | N
19722 | City of Vandalia - (MO) | 2165 | Vandalia | 600 West State | Vandalia | MO | 63382 | Audrain | 39.2036 | -91.861 | SERC | AECI | Associated Electric Cooperative, Inc. | Municipality | 22 | RE | 1 | Electric Utility | N |  | N |  | N |  | N | X |  | Central Electric Power Coop - (MO) | 3242 |  | 69 |  |  | N | [5 empty] | N
19647 | USCE-Little Rock District | 2166 | Table Rock | 4600 STATE HWY 165 STE A | BRANSON | MO | 65616 | Taney | 36.597 | -93.3086 | SPP | SPA | Southwestern Power Administration | Table Rock Lake | 22 | RE | 1 | Electric Utility | N |  | N |  | N |  | N | X |  | Southwestern Power Administration | 17716 |  | 161 |  |  | N
924 | Associated Electric Coop, Inc | 2167 | New Madrid | 41 St. Jude Industrial Park | New Madrid | MO | 63869 | New Madrid | 36.5147 | -89.5617 | SERC | AECI | Associated Electric Cooperative, Inc. | Mississippi River | 22 | RE | 1 | Electric Utility | N |  | N |  | N |  | Y | Y | OS | Associated Electric Coop, Inc | 924 |  | 345 | 500 | 161 | N | [5 empty] | N | X
924 | Associated Electric Coop, Inc | 2168 | Thomas Hill | 5693 Highway F | Clifton Hill | MO | 65244 | Randolph | 39.5522 | -92.6381 | SERC | AECI | Associated Electric Cooperative, Inc. | Thomas Hill Lake | 22 | RE | 1 | Electric Utility | N |  | N |  | N |  | Y | Y | OP | Associated Electric Coop, Inc | 924 |  | 161 | 69 | 345 | N | [5 empty] | N | X
9231 | City of Independence - (MO) | 2171 | Missouri City | 22225 210 Hwy. | Missouri City | MO | 64072 | Clay | 39.2315 | -94.308 | SPP | SWPP | Southwest Power Pool | Missouri River | 22 | RE | 1 | Electric Utility | N |  | N |  | N |  | Y | Y | OS | Northwestern Electric Coop Inc - (OK) | 13807 | OK | 13.8 |  |  | N | [5 empty] | X
12199 | Montana-Dakota Utilities Co | 2176 | Glendive GT | 2001 North Merrill Ave. | Glendive | MT | 59330 | Dawson | 47.0539 | -104.74 | MRO | MISO | Midcontinent Independent Transmission System Operator, Inc.. |  | 22 | RE | 1 | Electric Utility | N |  | N |  | N |  | N | X |  | Montana-Dakota Utilities Co | 12199 | MT | 115 |  |  | N | MONTANA DAKOTA UTILITIES CO | WBI ENERGY TRANSMISSION INC |  |  |  | N | X
12199 | Montana-Dakota Utilities Co | 2177 | Miles City GT | Southeast on Leighton Blvd | Miles City | MT | 59301 | Custer | 46.4112 | -105.7953 | MRO | MISO | Midcontinent Independent Transmission System Operator, Inc.. |  | 22 | RE | 1 | Electric Utility | N |  | N |  | N |  | N | X |  | Montana-Dakota Utilities Co | 12199 | MT | 57 |  |  | N | MONTANA DAKOTA UTILITIES CO | WBI ENERGY TRANSMISSION INC |  |  |  | N | X
13902 | NorthWestern Energy | 2181 | Black Eagle | 336 Rainbow Dam Road | Great Falls | MT | 59404 | Cascade | 47.5213 | -111.2614 | WECC | NWMT | NorthWestern Energy (NWMT) | Missouri River | 22 | RE | 1 | Electric Utility | N |  | N |  | Y | 99-185-000 | N | X |  | NorthWestern Energy LLC - (MT) | 12825 | MT | 100 |  |  | N
13902 | NorthWestern Energy | 2182 | Cochrane | 336 Rainbow Dam Road | Great Falls | MT | 59404 | Cascade | 47.5375 | -111.195 | WECC | NWMT | NorthWestern Energy (NWMT) | Missouri River | 22 | RE | 1 | Electric Utility | N |  | N |  | Y | 99-185-000 | N | X |  | NorthWestern Energy LLC - (MT) | 12825 | MT | 100 |  |  | N | [5 empty] | X | X
13902 | NorthWestern Energy | 2185 | Hauser | 7150 Hauser Dam Road | Helena | MT | 59602 | Lewis and Clark | 46.7659 | -111.8873 | WECC | NWMT | NorthWestern Energy (NWMT) | Missouri River | 22 | RE | 1 | Electric Utility | N |  | N |  | Y | 99-185-000 | N | X |  | NorthWestern Energy LLC - (MT) | 12825 | MT | 69 |  |  | N | [5 empty] | X | X
13902 | NorthWestern Energy | 2186 | Holter | 1390 Holter Dam Road | Wolf Creek | MT | 59648 | Cascade | 46.9915 | -112.0047 | WECC | NWMT | NorthWestern Energy (NWMT) | Missouri River | 22 | RE | 1 | Electric Utility | N |  | N |  | Y | 99-185-000 | N | X |  | NorthWestern Energy LLC - (MT) | 12825 | MT | 100 |  |  | N
15298 | Talen Montana LLC | 2187 | J E Corette Plant | P.O. Box 30495 | Billings | MT | 59101 | Yellowstone | 45.7756 | -108.481 | WECC | NWMT | NorthWestern Energy (NWMT) | Yellowstone River | 22 | NR | 2 | IPP Non-CHP | N |  | N |  | Y | 99-185-000 | Y | N | OS | NorthWestern Energy LLC - (MT) | 12825 | MT | 100 |  |  |  |  | NORTHWESTERN ENERGY
13902 | NorthWestern Energy | 2188 | Kerr | 7000 Kerr Dam Road | Polson | MT | 59860 | Lake | 47.6777 | -114.2339 | WECC | NWMT | NorthWestern Energy (NWMT) | Flathead River | 22 | RE | 1 | Electric Utility | N |  | N |  | Y | 99-185-000 | N | X |  | NorthWestern Energy LLC - (MT) | 12825 | MT | 161 | 115 |  | N
13902 | NorthWestern Energy | 2190 | Milltown | Interstate 90 (is the closest) | East Missoula | MT | 59870 | Missoula | 46.8697 | -113.8781 | WECC | NWMT | NorthWestern Energy (NWMT) | Clark Fork River | 22 | RE | 1 | Electric Utility | N |  | N |  | N |  | N | X |  | NorthWestern Corporation | 12825 | MT | 0
13902 | NorthWestern Energy | 2191 | Morony | 336 Rainbow Dam Road | Great Falls | MT | 59404 | Cascade | 47.5817 | -111.0609 | WECC | NWMT | NorthWestern Energy (NWMT) | Missouri River | 22 | RE | 1 | Electric Utility | N |  | N |  | Y | 99-185-000 | N | X |  | NorthWestern Energy LLC - (MT) | 12825 | MT | 100 |  |  | N | [5 empty] | X | X
13902 | NorthWestern Energy | 2192 | Mystic | 2065 W. Rosebud Road | Fishtail | MT | 59028 | Stillwater | 45.2257 | -109.7625 | WECC | NWMT | NorthWestern Energy (NWMT) | Mystic Lake | 22 | RE | 1 | Electric Utility | N |  | N |  | Y | 99-185-000 | N | X |  | NorthWestern Energy LLC - (MT) | 12825 | MT | 50 |  |  | N | [5 empty] | X | X
13902 | NorthWestern Energy | 2193 | Rainbow (MT) | 336 Rainbow Dam Road | Great Falls | MT | 59404 | Cascade | 47.5344 | -111.2045 | WECC | NWMT | NorthWestern Energy (NWMT) | Missouri River | 22 | RE | 1 | Electric Utility | N |  | N |  | Y | 99-185-000 | N | X |  | NorthWestern Energy LLC - (MT) | 12825 | MT | 100 |  |  | N | [5 empty] | X | X
13902 | NorthWestern Energy | 2194 | Ryan | 336 Rainbow Dam Road | Great Falls | MT | 59404 | Cascade | 47.5699 | -111.1225 | WECC | NWMT | NorthWestern Energy (NWMT) | Missouri River | 22 | RE | 1 | Electric Utility | N |  | N |  | Y | 99-185-000 | N | X |  | NorthWestern Energy LLC - (MT) | 12825 | MT | 100 |  |  | N
13902 | NorthWestern Energy | 2195 | Thompson Falls | 1610 Maiden Lane | Thompson Falls | MT | 59873 | Sanders | 47.5932 | -115.3582 | WECC | NWMT | NorthWestern Energy (NWMT) | Clark Fork River | 22 | RE | 1 | Electric Utility | N |  | N |  | Y | 99-185-000 | N | X |  | NorthWestern Energy LLC - (MT) | 12825 | MT | 115 |  |  | N
13902 | NorthWestern Energy | 2196 | Old Faithful | Old Faithful | Yellowstone | WY | 82190 | Teton | 44.4533 | -110.8347 | WECC | NWMT | NorthWestern Energy (NWMT) |  | 22 | RE | 1 | Electric Utility | N |  | N |  | N |  | N | X |  | NorthWestern Energy LLC - (MT) | 12825 | WY | 50 |  |  | N
20169 | Avista Corp | 2199 | Noxon Rapids | 84 Avista Power Road | Noxon | MT | 59853 | Sanders | 47.9605 | -115.7336 | WECC | AVA | Avista Corporation | Clark Fork River | 22 | RE | 1 | Electric Utility | N |  | N |  | N |  | N | X |  | Avista Corp | 20169 | MT | 230 |  |  | N | [5 empty] | N | X
2518 | U S Bureau of Reclamation | 2203 | Hungry Horse | n/a | Columbia Falls | MT | 59919 | Flathead | 48.3415 | -114.0144 | WECC | BPAT | Bonneville Power Administration | South Fork Flathead River | 22 | RE | 1 | Electric Utility | N |  | N |  | N |  |  | X |  | Bonneville Power Administration | 1738 | MT | 230 |  |  | N
2518 | U S Bureau of Reclamation | 2204 | Yellowtail | n/a | Hardin | MT | 59034 | Big Horn | 45.3074 | -107.9575 | WECC | WAUW | Western Area Power Administration UGP West | Bighorn River | 22 | RE | 1 | Electric Utility | N |  | N |  | N |  |  | X |  | WAPA-- Western Area Power Administration | 27000 | MT | 230 |  |  | N
695 | City of Ansley - (NE) | 2214 | Ansley | 909 Division Street | Ansley | NE | 68814 | Custer | 41.2892 | -99.3863 | MRO | SWPP | Southwest Power Pool | Municipality | 22 | RE | 1 | Electric Utility | N |  | N |  | N |  | N | X |  | Custer Public Power District | 4671 | NE | 2.4 |  |  | N |  | SOURCE GAS DISTRIBUTION LLC |  |  |  | N | X
993 | Auburn Board of Public Works | 2215 | Auburn | 1517 16th Street | Auburn | NE | 68305 | Nemaha | 40.3883 | -95.8464 | MRO | SWPP | Southwest Power Pool | Wells (Municipal Wells) | 22 | RE | 1 | Electric Utility | N |  | N |  | N |  | N | X |  | Omaha Public Power District | 14127 | NE | 69 |  |  | N |  | BLACK HILLS ENERGY |  |  |  | N
871 | Village of Arnold - (NE) | 2216 | Arnold | 209 West 1st. | Arnold | NE | 69120 | Custer | 41.4219 | -100.1956 | MRO | SWPP | Southwest Power Pool | Municipality Wells | 22 | RE | 1 | Electric Utility | N |  | N |  | N |  |  | X |  | Custer Public Power District | 4671 | NE | 216 |  |  | N
1435 | City of Beaver City - (NE) | 2217 | Beaver City | PO Box 185 | Beaver City | NE | 68926 | Furnas | 40.1303 | -99.8278 | MRO | SWPP | Southwest Power Pool | Wells | 22 | RE | 1 | Electric Utility | N |  | N |  | N |  | N | X |  | City of Beaver City - (NE) | 1435 | NE | 4.1 |  |  | N |  | SOURCE GAS DISTRIBUTION LLC |  |  |  | N
2277 | City of Broken Bow - (NE) | 2221 | Broken Bow | 145 South 8th Ave | Broken Bow | NE | 68822 | Custer | 41.4031 | -99.6392 | MRO | SWPP | Southwest Power Pool |  | 22 | RE | 1 | Electric Utility | N |  | N |  | N |  | N | X |  | Nebraska Public Power District | 13337 | NE | 69 |  |  | N | BLACK HILLS ENERGY |  |  |  |  | N | X
2609 | City of Burwell - (NE) | 2222 | Burwell | 834 H St | Burwell | NE | 68823 | Garfield | 41.7803 | -99.1361 | MRO | SWPP | Southwest Power Pool | Wells | 22 | RE | 1 | Electric Utility | N |  | N |  | N |  | N | X |  | Nebraska Public Power District | 13337 | NE | 34.5 |  |  | N | [5 empty] | N | N
2888 | City of Cambridge - (NE) | 2223 | Cambridge | 421 Nasby Street | Cambridge | NE | 69022 | Furnas | 40.2862 | -100.1768 | MRO | SWPP | Southwest Power Pool | Municipality | 22 | RE | 1 | Electric Utility | N |  | N |  | N |  |  | X |  | Twin Valleys Public Power Dist | 20456 | NE | 69 |  |  | N
2931 | Village of Campbell - (NE) | 2225 | Campbell Village | South Railway Street | Campbell | NE | 68932 | Franklin | 40.2992 | -98.7331 | MRO | SWPP | Southwest Power Pool | Groundwater | 22 | RE | 1 | Electric Utility | N |  | N |  | N |  | N | X |  | Village of Campbell - (NE) | 2931 | NE | 2.4 |  |  | N
13337 | Nebraska Public Power District | 2226 | Canaday | 74965 Rd 435 | Lexington | NE | 68850 | Gosper | 40.6942 | -99.7011 | MRO | SWPP | Southwest Power Pool | Tri-County Supply Canal | 22 | RE | 1 | Electric Utility | N |  | N |  | N |  | N | X |  | Nebraska Public Power District | 13337 | NE | 115 |  |  | N |  | Tallgrass Interstate Gas Transmission |  |  |  | X | X
3271 | Central Nebraska Pub P&I Dist | 2227 | Jeffrey | 19420 S. Brady-Moorefield Road | Brady | NE | 69123 | Lincoln | 40.9594 | -100.3979 | MRO | SWPP | Southwest Power Pool | Platte River | 22 | RE | 1 | Electric Utility | N |  | N |  | N |  | N | X |  | Nebraska Public Power District | 13337 | NE | 115 | 34.5 |  | N | [5 empty] | X | X
3271 | Central Nebraska Pub P&I Dist | 2228 | Johnson 1 | 42874 Johnson Lake Drive 29 | Elwood | NE | 68937 | Gosper | 40.6936 | -99.8178 | MRO | SWPP | Southwest Power Pool | Platte River | 22 | RE | 1 | Electric Utility | N |  | N |  | N |  | N | X |  | Nebraska Public Power District | 13337 | NE | 115 |  |  | N | [5 empty] | X | X
3271 | Central Nebraska Pub P&I Dist | 2229 | Johnson 2 | 43282 Road 749 | Lexington | NE | 68850 | Gosper | 40.6839 | -99.7447 | MRO | SWPP | Southwest Power Pool | Platte River | 22 | RE | 1 | Electric Utility | N |  | N |  | N |  | N | X |  | Nebraska Public Power District | 13337 | NE | 115 |  |  | N | [5 empty] | X | X
3373 | City of Chappell - (NE) | 2230 | Chappell | 757 Second St | Chappell | NE | 69129 | Deuel | 41.0926 | -102.4715 | MRO | SWPP | Southwest Power Pool | Municipality | 22 | RE | 1 | Electric Utility | N |  | N |  | N |  |  | X |  | City of Chappell - (NE) | 3373 | NE | 2.4 |  |  | N | [5 empty] | X | X
4527 | City of Crete | 2231 | Crete | 243 East 13th Street | Crete | NE | 68333 | Saline | 40.6253 | -96.9601 | MRO | SWPP | Southwest Power Pool | Municipality | 22 | RE | 1 | Electric Utility | N |  | N |  | N |  |  | X |  | City of Crete | 4527 | NE | 14 |  |  | N |  | BLACK HILLS ENERGY |  |  |  | N
4661 | City of Curtis - (NE) | 2232 | Curtis | 310 Center Avenue | Curtis | NE | 69025 | Frontier | 40.6315 | -100.5152 | MRO | SWPP | Southwest Power Pool | Municipality/ Wells | 22 | RE | 1 | Electric Utility | N |  | N |  | N |  | N | X |  | City of Curtis - (NE) | 4661 | NE | 12.5 |  |  | N |  | SOURCE GAS DISTRIBUTION LLC |  |  |  | N | N
4836 | City of David City | 2233 | David City | 402 5th St | David City | NE | 68632 | Butler | 41.2547 | -97.1192 | MRO | SWPP | Southwest Power Pool | Wells | 22 | RE | 1 | Electric Utility | N |  | N |  | N |  | N | X |  | Butler Public Power District - (NE) | 2643 | NE | 34.5 |  |  | N | BLACK HILLS ENERGY |  |  |  |  | X | X
5097 | City of Deshler - (NE) | 2234 | Deshler | 305 E Bryson | Deshler | NE | 68340 | Thayer | 40.1408 | -97.7239 | SPP | SWPP | Southwest Power Pool | Wells | 22 | RE | 1 | Electric Utility | N |  | N |  | N |  | N | X |  | Norris Public Power District | 13664 | NE | 34.5 |  |  | N
5850 | City of Emerson - (NE) | 2235 | Emerson | 300 West Front Street | Emerson | NE | 68733 | Dixon | 42.276 | -96.7292 | MRO | SWPP | Southwest Power Pool | Municipality | 22 | RE | 1 | Electric Utility | N |  | N |  | N |  | N | X |  | City of Emerson - (NE) | 5850 | NE | 24 |  |  | N |  | BLACK HILLS ENERGY |  |  |  | N
6132 | City of Fairbury | 2236 | Fairbury | 305 B Street | Fairbury | NE | 68352 | Jefferson | 40.1339 | -97.1843 | MRO | SWPP | Southwest Power Pool | Little Blue River | 22 | RE | 1 | Electric Utility | N |  | N |  | N |  | N | X |  | City of Fairbury | 6132 | NE | 34.5 |  |  | N | Other - See pipeline notes. | NORTHERN NATURAL GAS |  |  | The facility does not have a local distribution Company. | N | N
6175 | City of Falls City - (NE) | 2237 | Falls City | South Crook Street | Falls City | NE | 68355 | Richardson | 40.055 | -95.6083 | MRO | SWPP | Southwest Power Pool | Municipality | 22 | RE | 1 | Electric Utility | N |  | N |  | N |  | N | X |  | City of Falls City - (NE) | 6175 | NE | 69 |  |  | N | FALLS CITY CITY OF | SOUTHERN STAR CENTRAL GAS PIPELINE |  |  |  | N | X
6723 | City of Franklin - (NE) | 2238 | Franklin (NE) | 619 15th Ave | Franklin | NE | 68939 | Franklin | 40.0892 | -98.9508 | MRO | SWPP | Southwest Power Pool |  | 22 | RE | 1 | Electric Utility | N |  | N |  | N |  | N | X |  | City of Franklin - (NE) | 6723 | NE | 2.4 |  |  | N | BLACK HILLS ENERGY |  |  |  |  | N
6779 | City of Fremont - (NE) | 2240 | Lon Wright | 2701 East 1st Street | Fremont | NE | 68025 | Dodge | 41.4281 | -96.4623 | MRO | SWPP | Southwest Power Pool | Wells | 22 | RE | 1 | Electric Utility | N |  | N |  | N |  | Y | Y | OP | City of Fremont - (NE) | 6779 | NE | 69 |  |  | N |  | NORTHERN NATURAL GAS |  |  |  | N
40606 | City of Grand Island - (NE) | 2241 | C W Burdick | 805 E Bischeld | Grand Island | NE | 68801 | Hall | 40.9228 | -98.3269 | MRO | SWPP | Southwest Power Pool | Wells | 22 | RE | 1 | Electric Utility | N |  | N |  | N |  | N | X |  | City of Grand Island - (NE) | 40606 | NE | 115 |  |  | N |  | Tallgrass Interstate Gas Transmission |  |  |  | N | X
8245 | City of Hastings - (NE) | 2243 | Don Henry | 100 N. Marian Rd. | Hastings | NE | 68902 | Adams | 40.5832 | -98.4201 | MRO | SWPP | Southwest Power Pool |  | 22 | RE | 1 | Electric Utility | N |  | N |  | N |  | N | X |  | City of Hastings - (NE) | 8245 | NE | 115 | 34.5 |  | N |  | Tallgrass Interstate Gas Transmission |  |  |  | N | X
8245 | City of Hastings - (NE) | 2244 | North Denver | 1228 N. Denver | Hastings | NE | 68902 | Adams | 40.5988 | -98.3886 | MRO | SWPP | Southwest Power Pool | Wells | 22 | RE | 1 | Electric Utility | N |  | N |  | N |  | N | X |  | City of Hastings - (NE) | 8245 | NE | 115 | 34.5 |  | N |  | Tallgrass Interstate Gas Transmission |  |  |  | N | X
10260 | City of Kimball - (NE) | 2248 | Kimball | 223 South Chestnut Street | Kimball | NE | 69145 | Kimball | 41.2382 | -103.6667 | MRO | SWPP | Southwest Power Pool | Municipality | 22 | RE | 1 | Electric Utility | N |  | N |  | N |  | N | X |  | WAPA-- Western Area Power Administration | 27000 | NE | 115 |  |  | N | BLACK HILLS ENERGY | SOURCE GAS DISTRIBUTION LLC |  |  |  | N | N
10760 | City of Laurel - (NE) | 2249 | Laurel | 101 W. 2nd St. | Laurel | NE | 68745 | Cedar | 42.4305 | -97.0908 | MRO | SWPP | Southwest Power Pool |  | 22 | RE | 1 | Electric Utility | N |  | N |  | N |  | N | X |  | Cedar-Knox Public Power Dist | 3205 | NE | 2.4 |  |  | N | BLACK HILLS ENERGY | NORTHERN NATURAL GAS |  |  |  | N | N
11018 | Lincoln Electric System | 2250 | J Street | 725 J Street | Lincoln | NE | 68508 | Lancaster | 40.8079 | -96.7107 | MRO | SWPP | Southwest Power Pool | Municipality | 22 | RE | 1 | Electric Utility | N |  | N |  | N |  | N | X |  | Lincoln Electric System | 11018 | NE | 34.5 |  |  | N | BLACK HILLS ENERGY |  |  |  |  | N | X
11372 | City of Lyons - (NE) | 2253 | Lyons | 355 Main St | Lyons | NE | 68038 | Burt | 41.9374 | -96.4668 | MRO | SWPP | Southwest Power Pool | Wells | 22 | RE | 1 | Electric Utility | N |  | N |  | N |  | N | X |  | Burt County Public Power Dist | 2599 | NE | 34.5 |  |  | N | LYONS CITY OF |  |  |  |  | N | X
13334 | City of Nebraska City | 2255 | Nebraska City # 1 | 404 N 1st St | Nebraska | NE | 68410 | Otoe | 40.6806 | -95.8475 | MRO | SWPP | Southwest Power Pool | Municipality | 22 | RE | 1 | Electric Utility | N |  | N |  | N |  | N | X |  | Omaha Public Power District | 14127 | NE | 69 |  |  | N |  | NATURAL GAS PL CO OF AMERICA |  |  |  | N
13334 | City of Nebraska City | 2256 | Syracuse # 2 | Hwy 2 & Hwy 50 | Syracuse | NE | 68446 | Otoe | 40.6756 | -96.1778 | MRO | SWPP | Southwest Power Pool | Wells | 22 | RE | 1 | Electric Utility | N |  | N |  | N |  | N | X |  | Omaha Public Power District | 14127 | NE | 69 |  |  | N |  | NATURAL GAS PL CO OF AMERICA |  |  |  | N
11251 | Loup River Public Power Dist | 2260 | Columbus | 4757 3rd Ave | Columbus | NE | 68601 | Platte | 41.4639 | -97.3283 | MRO | SWPP | Southwest Power Pool | Loup River Canal | 22 | RE | 1 | Electric Utility | N |  | N |  | N |  | N | X |  | Nebraska Public Power District | 13337 | NE | 115 |  |  | N | [5 empty] | X | X
13337 | Nebraska Public Power District | 2265 | Hallam | 4500 West Pella Rd | Hallam | NE | 68368 | Lancaster | 40.5587 | -96.7862 | MRO | SWPP | Southwest Power Pool |  | 22 | RE | 1 | Electric Utility | N |  | N |  | N |  | N | X |  | Nebraska Public Power District | 13337 | NE | 115 |  |  | N | BLACK HILLS ENERGY |  |  |  |  | X | X
13337 | Nebraska Public Power District | 2266 | Hebron | Highway 81 | Hebron | NE | 68370 | Thayer | 40.1879 | -97.5779 | MRO | SWPP | Southwest Power Pool |  | 22 | RE | 1 | Electric Utility | N |  | N |  | N |  |  | X |  | Nebraska Public Power District | 13337 | NE | 115 |  |  | N | [5 empty] | X | X
13337 | Nebraska Public Power District | 2268 | Kearney | 1502 E 27th St | Kearney | NE | 68847 | Buffalo | 40.7035 | -99.1008 | MRO | SWPP | Southwest Power Pool | Platte River | 22 | RE | 1 | Electric Utility | N |  | N |  | N |  |  | X |  | Nebraska Public Power District | 13337 | NE | 12.5 |  |  | N | [5 empty] | X | X
13337 | Nebraska Public Power District | 2271 | McCook | 1901 North Hwy 83 | McCook | NE | 69001 | Red Willow | 40.2214 | -100.6508 | MRO | SWPP | Southwest Power Pool |  | 22 | RE | 1 | Electric Utility | N |  | N |  | N |  |  | X |  | Nebraska Public Power District | 13337 | NE | 115 |  |  | N | [5 empty] | X | X
11251 | Loup River Public Power Dist | 2273 | Monroe (NE) | 37718 253rd St | Monroe | NE | 68647 | Platte | 41.4872 | -97.6078 | MRO | SWPP | Southwest Power Pool | Loup River Canal | 22 | RE | 1 | Electric Utility | N |  | N |  | N |  | N | X |  | Loup River Public Power Dist | 11251 | NE | 34.5 |  |  | N | [5 empty] | X | X
13337 | Nebraska Public Power District | 2274 | North Platte | 402 E State Farm Rd | North Platte | NE | 69101 | Lincoln | 41.0864 | -100.7594 | MRO | SWPP | Southwest Power Pool | Platte River | 22 | RE | 1 | Electric Utility | N |  | N |  | N |  |  | X |  | Nebraska Public Power District | 13337 | NE | 115 |  |  | N | [5 empty] | X | X
13337 | Nebraska Public Power District | 2277 | Sheldon | 4500 West Pella Rd | Hallam | NE | 68368 | Lancaster | 40.5589 | -96.7847 | MRO | SWPP | Southwest Power Pool | Wells | 22 | RE | 1 | Electric Utility | N |  | N |  | N |  | Y | Y | OP | Nebraska Public Power District | 13337 | NE | 115 |  |  | N | BLACK HILLS ENERGY |  |  |  |  | X | X
13337 | Nebraska Public Power District | 2278 | Spencer Hydro | 89566 492nd Ave | Spencer | NE | 68777 | Boyd | 42.8093 | -98.6563 | MRO | SWPP | Southwest Power Pool | Niobrara River | 22 | RE | 1 | Electric Utility | N |  | N |  | N |  |  | X |  | Nebraska Public Power District | 13337 | NE | 34.5 |  |  | N | [5 empty] | X | X
14127 | Omaha Public Power District | 2289 | Fort Calhoun | 9750 Power Lane | Blair | NE | 68008 | Washington | 41.5205 | -96.0775 | MRO | SWPP | Southwest Power Pool | Missouri River | 22 | RE | 1 | Electric Utility | N |  | N |  | N |  | N | X |  | Omaha Public Power District | 14127 | NE | 345
14127 | Omaha Public Power District | 2290 | Jones Street | 505 Marcy Street | Omaha | NE | 68108 | Douglas | 41.2515 | -95.9227 | MRO | SWPP | Southwest Power Pool |  | 22 | RE | 1 | Electric Utility | N |  | N |  | N |  | N | X |  | Omaha Public Power District | 14127 | NE | 69 |  |  | N | [5 empty] | N
14127 | Omaha Public Power District | 2291 | North Omaha | 7475 Pershing Drive | Omaha | NE | 68112 | Douglas | 41.3291 | -95.9447 | MRO | SWPP | Southwest Power Pool | Missouri River | 22 | RE | 1 | Electric Utility | N |  | N |  | N |  | Y | Y | OP | Omaha Public Power District | 14127 | NE | 161 |  |  | N | METROPOLITAN UTILITIES DIST OF OMAHA |  |  |  |  | N
14127 | Omaha Public Power District | 2292 | Sarpy County | 8906 S. 35th Street | Bellevue | NE | 68147 | Sarpy | 41.1706 | -95.9706 | MRO | SWPP | Southwest Power Pool |  | 22 | RE | 1 | Electric Utility | N |  | N |  | N |  |  | X |  | Omaha Public Power District | 14127 | NE | 161 |  |  | N | METROPOLITAN UTILITIES DIST OF OMAHA |  |  |  |  | N
14172 | City of Ord - (NE) | 2294 | Ord | 201 S. 17th St | Ord | NE | 68862 | Valley | 41.6042 | -98.9261 | MRO | SWPP | Southwest Power Pool | Municipality | 22 | RE | 1 | Electric Utility | N |  | N |  | N |  |  | X |  | City of Ord - (NE) | 14172 | NE | 34.5 |  |  | N | BLACK HILLS ENERGY |  |  |  |  | X | X
14277 | Village of Oxford - (NE) | 2295 | Oxford (NE) | 315 Odell | Oxford | NE | 68967 | Furnas | 40.2581 | -99.6108 | MRO | SWPP | Southwest Power Pool | Municipality | 22 | RE | 1 | Electric Utility | N |  | N |  | N |  |  | X |  | Twin Valleys Public Power Dist | 20456 | NE | 69 |  |  | N |  | SOURCE GAS DISTRIBUTION LLC |  |  |  | N | X
14656 | City of Pender - (NE) | 2296 | Pender | 416 Main Street | Pender | NE | 68047 | Thurston | 42.1147 | -96.7054 | MRO | SWPP | Southwest Power Pool |  | 22 | RE | 1 | Electric Utility | N |  | N |  | N |  | N | X |  | City of Pender - (NE) | 14656 | NE | 12.47 | 34.5 |  | N |  | NORTHERN NATURAL GAS |  |  |  | N
15132 | City of Plainview - (NE) | 2297 | Plainview Muncipal Power | 209 West Locust | Plainview | NE | 68769 | Pierce | 42.35 | -97.7906 | MRO | SWPP | Southwest Power Pool | City Well | 22 | RE | 1 | Electric Utility | N |  | N |  | N |  | N | X |  | North Central Public Pwr Dist | 13698 | NE | 69 |  |  | N | [5 empty] | X | X
15773 | City of Red Cloud - (NE) | 2299 | Red Cloud | 540 N Webster | Red Cloud | NE | 68970 | Webster | 40.098 | -98.519 | MRO | SWPP | Southwest Power Pool | Municipality | 22 | RE | 1 | Electric Utility | N |  | N |  | N |  | N | X |  | City of Red Cloud - (NE) | 15773 | NE | 13.8 |  |  | N | BLACK HILLS ENERGY | None |  |  |  | N | N
16667 | City of Sargent - (NE) | 2300 | Sargent | 107 N 2nd St | Sargent | NE | 68874 | Custer | 41.6416 | -99.3698 | MRO | SWPP | Southwest Power Pool |  | 22 | RE | 1 | Electric Utility | N |  | N |  | N |  | N | X |  | City of Sargent - (NE) | 16667 | NE | 115 |  |  | N | BLACK HILLS ENERGY | None |  |  |  | N | N
17149 | City of Sidney - (NE) | 2302 | Sidney (NE) | 801 11th Avenue | Sidney | NE | 69162 | Cheyenne | 41.1456 | -102.9778 | MRO | SWPP | Southwest Power Pool | Municipality Wells | 22 | RE | 1 | Electric Utility | N |  | N |  | N |  | N | X |  | Nebraska Public Power District | 13337 | NE | 115 |  |  | N | BLACK HILLS ENERGY | None |  |  |  | N | N
17727 | Village of Spalding - (NE) | 2303 | Spalding | 3/4m. s. of Village of Spaldin | Spalding | NE | 68665 | Greeley | 41.6814 | -98.3676 | MRO | SWPP | Southwest Power Pool | Cedar River | 22 | RE | 1 | Electric Utility | N |  | N |  | N |  | N | X |  | Village of Spalding - (NE) | 17727 | NE | 4.2 |  |  | N | [5 empty] | X | X
18230 | City of Stuart - (NE) | 2305 | Stuart (NE) | 111 W 2nd Street | Stuart | NE | 68780 | Holt | 42.5994 | -99.1437 | MRO | SWPP | Southwest Power Pool | Municipality | 22 | RE | 1 | Electric Utility | N |  | N |  | N |  | N | X |  | City of Stuart - (NE) | 18230 | NE | 2.4 |  |  | N | STUART GAS CO | Tallgrass Interstate Gas Transmission |  |  |  | N | N
18525 | City of Tecumseh | 2308 | Tecumseh | 609 Clay Street | Tecumseh | NE | 68450 | Johnson | 40.3664 | -96.19 | MRO | SWPP | Southwest Power Pool | Wells | 22 | RE | 1 | Electric Utility | N |  | N |  | N |  | N | X |  | City of Tecumseh | 18525 | NE | 69 |  |  | N |  | BLACK HILLS ENERGY |  |  |  | N | N
19968 | City of Wahoo - (NE) | 2310 | Wahoo | 700 East 7th St. | Wahoo | NE | 68066 | Saunders | 41.2118 | -96.6115 | MRO | SWPP | Southwest Power Pool | Wells | 22 | RE | 1 | Electric Utility | N |  | N |  | N |  | N | X |  | Nebraska Public Power District | 13337 | NE | 34.5 |  |  | N | WAHOO CITY OF | NORTHERN NATURAL GAS |  |  |  | N | N
19980 | City of Wakefield - (NE) | 2311 | Wakefield | 303 Oak Street | Wakefield | NE | 68784 | Dixon | 42.2691 | -96.8621 | MRO | SWPP | Southwest Power Pool | Municipality | 22 | RE | 1 | Electric Utility | N |  | N |  | N |  | N | X |  | Nebraska Public Power District | 13337 | NE | 69 |  |  | N |  | BLACK HILLS ENERGY |  |  |  | N | X
20219 | City of Wayne | 2312 | Wayne IC | 306 Pearl St. | Wayne | NE | 68787 | Wayne | 42.2278 | -97.0183 | MRO | SWPP | Southwest Power Pool | Municipal Water | 22 | RE | 1 | Electric Utility | N |  | N |  | N |  | N | X |  | City of Wayne | 20219 | NE | 69 |  |  | N | [5 empty] | X | X
20397 | City of West Point - (NE) | 2313 | West Point Municipal | 605N Mill Street | West Point | NE | 68788 | Cuming | 41.8449 | -96.7134 | MRO | SWPP | Southwest Power Pool | Municipality | 22 | RE | 1 | Electric Utility | N |  | N |  | N |  | N | X |  | City of West Point - (NE) | 20397 | NE | 4.16 |  |  | N |  | BLACK HILLS ENERGY |  |  |  | N
20632 | City of Wilber | 2315 | Wilber | 412 S. Main | Wilber | NE | 68465 | Saline | 40.4797 | -96.9604 | MRO | SWPP | Southwest Power Pool | Municipality | 22 | RE | 1 | Electric Utility | N |  | N |  | N |  | N | X |  | Norris Public Power District | 13664 | NE | 34.5 |  |  | N | [5 empty] | N | N
20880 | City of Wisner | 2316 | Wisner | 1115 Ave. E. | Wisner | NE | 68791 | Cuming | 41.9881 | -96.916 | MRO | SWPP | Southwest Power Pool |  | 22 | RE | 1 | Electric Utility | N |  | N |  | N |  |  | X |  | City of Wisner | 20880 | NE | 4.16 |  |  | N | [5 empty] | N | N
13407 | Nevada Power Co | 2322 | Clark (NVE) | 5640 Stephanie Street | Las Vegas | NV | 89122 | Clark | 36.0875 | -115.0507 | WECC | NEVP | Nevada Power Company | Municipality | 22 | RE | 1 | Electric Utility | N |  | N |  | N |  |  | X |  | Nevada Power Co | 13407 | NV | 230 |  |  | N |  | SOUTHWEST GAS CORPORATION |  |  |  | N
13407 | Nevada Power Co | 2324 | Reid Gardner | I-15, Exit 88 Hidden Valley Rd | Moapa | NV | 89025 | Clark | 36.6573 | -114.6333 | WECC | NEVP | Nevada Power Company | Wells/Muddy River | 22 | RE | 1 | Electric Utility | N |  | N |  | N |  | N | X |  | Nevada Power Co | 13407 | NV | 230 |  |  | N |  | KERN RIVER GAS TRANSMISSION CO |  |  |  | N
13407 | Nevada Power Co | 2326 | Sunrise | 6300 Vegas Valley Road | Las Vegas | NV | 89122 | Clark | 36.1384 | -115.036 | WECC | NEVP | Nevada Power Company | Municipality | 22 | RE | 1 | Electric Utility | N |  | N |  | N |  |  | X |  | Nevada Power Co | 13407 | NV | 69
17166 | Sierra Pacific Power Co | 2330 | Fort Churchill | 1000 Sierra Way | Yerington | NV | 89447 | Lyon | 39.1281 | -119.1322 | WECC | NEVP | Nevada Power Company | Wells | 22 | RE | 1 | Electric Utility | N |  | N |  | N |  |  | X |  | Sierra Pacific Power Co | 17166 | NV | 120 |  |  | N |  | SOUTHWEST GAS CORPORATION |  |  |  | N
17166 | Sierra Pacific Power Co | 2336 | Tracy | 191 Wunotoo road | Sparks | NV | 89434 | Storey | 39.5625 | -119.525 | WECC | NEVP | Nevada Power Company | Wells | 22 | RE | 1 | Electric Utility | N |  | N |  | N |  |  | X |  | Sierra Pacific Power Co | 17166 | NV | 120 |  |  | N |  | SOUTHWEST GAS CORPORATION | TUSCARORA GAS TRANSMISSION CO |  |  | N
17609 | Southern California Edison Co | 2341 | Mohave | 655 Bruce Woodbury Drive | Laughlin | NV | 89029 | Clark | 35.1458 | -114.5917 | WECC | CISO | California Independent System Operator | Colorado River | 22 | RE | 1 | Electric Utility | N |  | N |  | N |  | N | X |  | Southern California Edison Co | 17609 | CA | 500
50048 | TransCanada Hydro Northeast Inc., | 2349 | Comerford | Route 135 | Monroe | NH | 3771 | Grafton | 44.3251 | -72.001 | NPCC | ISNE | ISO New England Inc. | Connecticut River | 22 | NR | 2 | IPP Non-CHP | N |  | N |  | Y | 98-91-000 | N | X |  | Town of Littleton - (NH) | 11196 | NH | 230 |  |  | N | [5 empty] | X | X
50048 | TransCanada Hydro Northeast Inc., | 2351 | S C Moore | Route 18 | Littleton | NH | 3561 | Grafton | 44.3356 | -71.8742 | NPCC | ISNE | ISO New England Inc. | Connecticut River | 22 | NR | 2 | IPP Non-CHP | N |  | N |  | Y | 98-91-000 | N | X |  | New Hampshire Elec Coop Inc | 13441 | NH | 230 |  |  | N | [5 empty] | X | X
50048 | TransCanada Hydro Northeast Inc., | 2352 | Vernon Dam | Governor Hunt Road | Vernon | VT | 5354 | Windham | 42.7717 | -72.5146 | NPCC | ISNE | ISO New England Inc. | Connecticut River | 22 | NR | 2 | IPP Non-CHP | N |  | N |  | Y | 98-91-000 | N | X |  | New England Power Company | 13433 |  | 69 |  |  | N | [5 empty] | X | X
50048 | TransCanada Hydro Northeast Inc., | 2353 | Wilder | Passumpsic Ave | Hartford | VT | 5047 | Windsor | 43.6679 | -72.3036 | NPCC | ISNE | ISO New England Inc. | Connecticut River | 22 | NR | 2 | IPP Non-CHP | N |  | N |  | Y | 98-91-000 | N | X |  | Green Mountain Power Corp | 7601 | VT | 115 |  |  | N | [5 empty] | X | X
15472 | Public Service Co of NH | 2354 | Amoskeag | Fletcher St. | Manchester | NH | 3102 | Hillsborough | 43.0022 | -71.4721 | NPCC | ISNE | ISO New England Inc. | Merrimack River | 22 | RE | 1 | Electric Utility | N |  | N |  | N |  | N | X |  | Public Service Co of NH | 15472 | NH | 34.5 |  |  | N
15472 | Public Service Co of NH | 2355 | Ayers Island | 59 Ayers Island Rd. | Bristol | NH | 3222 | Grafton | 43.5978 | -71.7177 | NPCC | ISNE | ISO New England Inc. | Pemigewasset River | 22 | RE | 1 | Electric Utility | N |  | N |  | N |  | N | X |  | Public Service Co of NH | 15472 | NH | 34.5 |  |  | N
15472 | Public Service Co of NH | 2356 | Eastman Falls | N. Main St. | Franklin | NH | 3235 | Merrimack | 43.4472 | -71.6579 | NPCC | ISNE | ISO New England Inc. | Pemigewasset River | 22 | RE | 1 | Electric Utility | N |  | N |  | N |  | N | X |  | Public Service Co of NH | 15472 | NH | 34.5 |  |  | N
15472 | Public Service Co of NH | 2357 | Garvins Falls | Rte. 3A | Bow | NH | 3301 | Merrimack | 43.1655 | -71.5094 | NPCC | ISNE | ISO New England Inc. | Merrimack River | 22 | RE | 1 | Electric Utility | N |  | N |  | N |  | N | X |  | Public Service Co of NH | 15472 | NH | 34.5 |  |  | N
15472 | Public Service Co of NH | 2358 | Gorham | Off Route 2 | Gorham | NH | 3581 | Coos | 44.4083 | -71.1954 | NPCC | ISNE | ISO New England Inc. | Androscoggin River | 22 | RE | 1 | Electric Utility | N |  | N |  | N |  | N | X |  | Public Service Co of NH | 15472 | NH | 34.5 |  |  | N
15472 | Public Service Co of NH | 2359 | Hooksett | 17 Merrimack St. | Hooksett | NH | 3106 | Merrimack | 43.1017 | -71.4657 | NPCC | ISNE | ISO New England Inc. | Merrimack River | 22 | RE | 1 | Electric Utility | N |  | N |  | N |  | N | X |  | Public Service Co of NH | 15472 | NH | 34.5 |  |  | N
15472 | Public Service Co of NH | 2360 | Jackman | Sawmill Rd. Rte. 9 | Hillsborough | NH | 3244 | Hillsborough | 43.1106 | -71.9489 | NPCC | ISNE | ISO New England Inc. | North Branch Contoocook River | 22 | RE | 1 | Electric Utility | N |  | N |  | N |  | N | X |  | Public Service Co of NH | 15472 | NH | 34.5 |  |  | N | [5 empty] | X | X
15472 | Public Service Co of NH | 2362 | Lost Nation | Lost Nation Rd. | Groveton | NH | 3852 | Coos | 44.5951 | -71.4944 | NPCC | ISNE | ISO New England Inc. |  | 22 | RE | 1 | Electric Utility | N |  | N |  | N |  | N | X |  | Public Service Co of NH | 15472 | NH | 34.5 |  |  | N | [5 empty] | N
15472 | Public Service Co of NH | 2364 | Merrimack | 97 River Rd. | Bow | NH | 3301 | Merrimack | 43.1411 | -71.4692 | NPCC | ISNE | ISO New England Inc. | Merrimack River | 22 | RE | 1 | Electric Utility | N |  | N |  | N |  | N | X |  | Public Service Co of NH | 15472 | NH | 115 |  |  | N | [5 empty] | N
15472 | Public Service Co of NH | 2367 | Schiller | 400 Gosling Rd. | Portsmouth | NH | 3801 | Rockingham | 43.0978 | -70.7842 | NPCC | ISNE | ISO New England Inc. | Piscataqua River | 22 | RE | 1 | Electric Utility | N |  | N |  | N |  | N | X |  | Public Service Co of NH | 15472 | NH | 115 |  |  | N |  | MARITIMES NORTHEAST PIPELINE LLC |  |  |  | N
15472 | Public Service Co of NH | 2368 | Smith (NH) | Glen Ave. | Berlin | NH | 3570 | Coos | 44.4695 | -71.1781 | NPCC | ISNE | ISO New England Inc. | Androscoggin River | 22 | RE | 1 | Electric Utility | N |  | N |  | N |  | N | X |  | Public Service Co of NH | 15472 | NH | 115 |  |  | N
15472 | Public Service Co of NH | 2369 | White Lake | Maple Dr. | Tamworth | NH | 3886 | Carroll | 43.8478 | -71.2069 | NPCC | ISNE | ISO New England Inc. |  | 22 | RE | 1 | Electric Utility | N |  | N |  | N |  | N | X |  | Public Service Co of NH | 15472 | NH | 115 |  |  | N | [5 empty] | N
55768 | RC Cape May Holdings LLC | 2378 | B L England | 900 North Shore Road | Beesley's Point | NJ | 8223 | Cape May | 39.2908 | -74.6364 | RFC | PJM | PJM Interconnection, LLC | Great Egg Harbor Bay | 22 | NR | 2 | IPP Non-CHP | N |  | N |  | N |  | N | X |  | Atlantic City Electric Co | 963 | NJ | 138 |  |  | N |  | None |  |  |  | N | X
56606 | Calpine New Jersey Generation LLC | 2379 | Carlls Corner | Burlington Road | Upper Deerfield Twp | NJ | 8313 | Cumberland | 39.4547 | -75.2014 | RFC | PJM | PJM Interconnection, LLC |  | 22 | NR | 2 | IPP Non-CHP | N |  | N |  | Y | 03-85 |  | X |  | Atlantic City Electric Co | 963 | NJ | 69 |  |  | N | SOUTH JERSEY GAS COMPANY |  |  |  |  | N | N
56606 | Calpine New Jersey Generation LLC | 2380 | Cedar Station | Rt. 9 | Cedar Run | NJ | 8050 | Ocean | 39.6893 | -74.2618 | RFC | PJM | PJM Interconnection, LLC |  | 22 | NR | 2 | IPP Non-CHP | N |  | N |  | Y | 03-85 |  | X |  | Atlantic City Electric Co | 963 | NJ | 23
56606 | Calpine New Jersey Generation LLC | 2382 | Middle Station | North End of Railroad Ave | Rio Grand | NJ | 8242 | Cape May | 39.0269 | -74.8772 | RFC | PJM | PJM Interconnection, LLC |  | 22 | NR | 2 | IPP Non-CHP | N |  | N |  | Y | 03-85 |  | X |  | Atlantic City Electric Co | 963 | NJ | 69
56606 | Calpine New Jersey Generation LLC | 2383 | Missouri Avenue | 2129 Bacharach Blvd | Atlantic City | NJ | 8401 | Atlantic | 39.3662 | -74.4441 | RFC | PJM | PJM Interconnection, LLC |  | 22 | NR | 2 | IPP Non-CHP | N |  | N |  | Y | 03-85 |  | X |  | Atlantic City Electric Co | 963 | NJ | 69 |  |  |  | SOUTH JERSEY GAS COMPANY
56606 | Calpine New Jersey Generation LLC | 2384 | Deepwater | 373 North Broadway | Pennsville | NJ | 8070 | Salem | 39.6831 | -75.5083 | RFC | PJM | PJM Interconnection, LLC | Delaware River | 22 | NR | 2 | IPP Non-CHP | N |  | N |  | Y | 03-85 |  | X |  | Atlantic City Electric Co | 963 | DE | 138 |  |  |  | SOUTH JERSEY GAS COMPANY
17235 | NRG REMA LLC | 2385 | Werner | Main Street | South Amboy | NJ | 8879 | Middlesex | 40.4912 | -74.281 | RFC | PJM | PJM Interconnection, LLC |  | 22 | NR | 2 | IPP Non-CHP | N |  | N |  | Y | 00-249-000, 01-211-000 | N | X |  | Jersey Central Power & Lt Co | 9726 | NJ | 230
55951 | Exelon Nuclear | 2388 | Oyster Creek | PO Box 388 | Forked River | NJ | 8731 | Ocean | 39.8143 | -74.2062 | RFC | PJM | PJM Interconnection, LLC | Barnegat Bay | 22 | NR | 2 | IPP Non-CHP | N |  | N |  | N |  | N | X |  | Jersey Central Power & Lt Co | 9726 | NJ | 230 |  |  | N | [5 empty] | N | X
17235 | NRG REMA LLC | 2390 | Sayreville | River Road | Sayerville | NJ | 8872 | Middlesex | 40.4765 | -74.3523 | RFC | PJM | PJM Interconnection, LLC | Rariton River | 22 | NR | 2 | IPP Non-CHP | N |  | N |  | Y | 00-249-000, 01-211-000 | N | X |  | Jersey Central Power & Lt Co | 9726 | NJ | 230 |  |  | N | NEW JERSEY NATURAL GAS |  |  |  |  | N | X
17235 | NRG REMA LLC | 2393 | Gilbert | 315 Riegelsville Rd., Rte. 627 | Milford | NJ | 8848 | Hunterdon | 40.5658 | -75.1639 | RFC | PJM | PJM Interconnection, LLC | Delaware River | 22 | NR | 2 | IPP Non-CHP | N |  | N |  | Y | 00-249-000, 01-211-000 | N | X |  | Jersey Central Power & Lt Co | 9726 | NJ | 230 |  |  | N | ELIZABETHTOWN CITY OF |  |  |  |  | N
15147 | PSEG Fossil LLC | 2397 | PSEG Bayonne Generating Station | Foot of LeFante Way | Bayonne | NJ | 7002 | Hudson | 40.6608 | -74.0853 | RFC |  |  |  | 22 | NR | 2 | IPP Non-CHP | N |  | N |  | Y | 00-3-000; 02-125-000 |  | X
15147 | PSEG Fossil LLC | 2398 | Bergen Generating Station | Victoria Terrace | Ridgefield | NJ | 7657 | Bergen | 40.8375 | -74.0244 | RFC | PJM | PJM Interconnection, LLC | Bergen County Utility Authorit | 22 | NR | 2 | IPP Non-CHP | N |  | N |  | Y | 00-003-000, 02-125-000 | N | X |  | Public Service Elec & Gas Co | 15477 | NJ | 138 |  |  | N |  | TRANSCONTINENTAL GAS PIPELINE |  |  |  | N
15147 | PSEG Fossil LLC | 2399 | PSEG Burlington Generating Station | West Broad & Devlin Avenues | Burlington | NJ | 8016 | Burlington | 40.0766 | -74.8792 | RFC | PJM | PJM Interconnection, LLC | Delaware River | 22 | NR | 2 | IPP Non-CHP | N |  | N |  | Y | 00-003-000, 02-125-000 | N | X |  | Public Service Elec & Gas Co | 15477 | NJ | 138 |  |  | N |  | TRANSCONTINENTAL GAS PIPELINE |  |  |  | N
15147 | PSEG Fossil LLC | 2400 | PSEG Edison Generating Station | 164 Silver Lake Avenue | Edison | NJ | 8817 | Middlesex | 40.4911 | -74.3956 | RFC | PJM | PJM Interconnection, LLC |  | 22 | NR | 2 | IPP Non-CHP | N |  | N |  | Y | 00-003-000, 02-125-000 | N | X |  | Public Service Elec & Gas Co | 15477 | NJ | 138 |  |  |  |  | TRANSCONTINENTAL GAS PIPELINE | TEXAS EASTERN TRANSMISSION LP
15147 | PSEG Fossil LLC | 2401 | PSEG Essex Generating Station | 155 Raymond Boulevard | Newark | NJ | 7105 | Essex | 40.7372 | -74.1206 | RFC | PJM | PJM Interconnection, LLC |  | 22 | NR | 2 | IPP Non-CHP | N |  | N |  | Y | 00-003-000, 02-125-000 | N | X |  | Public Service Elec & Gas Co | 15477 | NJ | 138 |  |  | N |  | TRANSCONTINENTAL GAS PIPELINE | TEXAS EASTERN TRANSMISSION LP |  |  | N
15147 | PSEG Fossil LLC | 2403 | PSEG Hudson Generating Station | Duffield and Van Keuren Avenue | Jersey City | NJ | 7306 | Hudson | 40.7478 | -74.0722 | RFC | PJM | PJM Interconnection, LLC | Hackensack River | 22 | NR | 2 | IPP Non-CHP | N |  | N |  | Y | 00-003-000, 02-125-000 | Y | N | OP | Public Service Elec & Gas Co | 15477 | NJ | 230 |  |  | N |  | TRANSCONTINENTAL GAS PIPELINE | TEXAS EASTERN TRANSMISSION LP |  |  | N
15147 | PSEG Fossil LLC | 2404 | PSEG Kearny Generating Station | Hackensack Avenue | Kearny | NJ | 7032 | Hudson | 40.7373 | -74.0965 | RFC | PJM | PJM Interconnection, LLC | Hackensack River | 22 | NR | 2 | IPP Non-CHP | N |  | N |  | Y | 00-003-000, 02-125-000 | N | X |  | Public Service Elec & Gas Co | 15477 | NJ | 138 |  |  | N |  | TRANSCONTINENTAL GAS PIPELINE |  |  |  | N
15147 | PSEG Fossil LLC | 2406 | PSEG Linden Generating Station | Wood Avenue South | Linden | NJ | 7036 | Union | 40.6217 | -74.2072 | RFC | PJM | PJM Interconnection, LLC | Linden Roselle Sewage Authorit | 22 | NR | 2 | IPP Non-CHP | N |  | N |  | Y | 00-003-000, 02-125-000 | N | X |  | Public Service Elec & Gas Co | 15477 | NJ | 230 |  |  | N |  | TEXAS EASTERN TRANSMISSION LP |  |  |  | N
15147 | PSEG Fossil LLC | 2408 | PSEG Mercer Generating Station | Lamberton Road | Hamilton Township | NJ | 8611 | Mercer | 40.1792 | -74.7339 | RFC | PJM | PJM Interconnection, LLC | Delaware River | 22 | NR | 2 | IPP Non-CHP | N |  | N |  | Y | 00-003-000, 02-125-000 | Y | N | OP | Public Service Elec & Gas Co | 15477 | NJ | 230 |  |  | N |  | TRANSCONTINENTAL GAS PIPELINE |  |  |  | N
15147 | PSEG Fossil LLC | 2409 | PSEG National Park Generating Station | Grove Avenue | National Park | NJ | 8063 | Gloucester | 39.86 | -75.1853 | RFC | PJM | PJM Interconnection, LLC |  | 22 | NR | 2 | IPP Non-CHP | N |  | N |  | Y | 00-003-000, 02-125-000 | N | X |  | Public Service Elec & Gas Co | 15477 | NJ | 26
15478 | PSEG Nuclear LLC | 2410 | PSEG Salem Generating Station | P O Box 236 End of Buttonwood | Hancocks Bridge | NJ | 8038 | Salem | 39.4625 | -75.5358 | RFC | PJM | PJM Interconnection, LLC | Delaware River | 22 | NR | 2 | IPP Non-CHP | N |  | N |  | Y | 00-002-000 | N | X |  | Public Service Elec & Gas Co | 15477 | NJ | 500 |  |  | N
15147 | PSEG Fossil LLC | 2411 | PSEG Sewaren Generating Station | 751 Cliff Road | Sewaren | NJ | 7077 | Middlesex | 40.5558 | -74.2469 | RFC | PJM | PJM Interconnection, LLC | Arthur Kill River | 22 | NR | 2 | IPP Non-CHP | N |  | N |  | Y | 00-003-000, 02-125-000 | N | X |  | Public Service Elec & Gas Co | 15477 | NJ | 138 |  |  | N |  | TRANSCONTINENTAL GAS PIPELINE | TEXAS EASTERN TRANSMISSION LP |  |  | N
19856 | City of Vineland - (NJ) | 2434 | Howard Down | 211 N West Ave. | Vineland | NJ | 8360 | Cumberland | 39.4889 | -75.0347 | RFC | PJM | PJM Interconnection, LLC | Municipality | 22 | RE | 1 | Electric Utility | N |  | N |  | N |  | N | X |  | City of Vineland - (NJ) | 19856 | NJ | 69 |  |  | N | SOUTH JERSEY GAS COMPANY |  |  |  |  | N | X
803 | Arizona Public Service Co | 2442 | Four Corners | End of County Rd 6675 | Fruitland | NM | 87416 | San Juan | 36.69 | -108.4814 | WECC | AZPS | Arizona Public Service Company | SAN JUAN RIVER/MORGAN LAKE | 22 | RE | 1 | Electric Utility | N |  | N |  | N |  | Y | Y | OP | Arizona Public Service Co | 803 | AZ | 500 |  |  | N | NAVAJO TRIBAL UTILITY AUTHORITY |  |  |  |  | N
5701 | El Paso Electric Co | 2444 | Rio Grande | 3501 Donaphan Street | SunLand Park | NM | 88063 | Dona Ana | 31.8047 | -106.5472 | WECC | EPE | El Paso Electric Company | Wells | 22 | RE | 1 | Electric Utility | N |  | N |  | N |  |  | X |  | El Paso Electric Co | 5701 | NM | 115 |  |  | N | Other - See pipeline notes. | Other - Please explain in pipeline notes below. |  |  | Kinder Morgan (inter) | N | X
17718 | Southwestern Public Service Co | 2446 | Maddox | 9m W. of Hobbs on Hwy 62-180 | Hobbs | NM | 88240 | Lea | 32.7142 | -103.3015 | SPP | SWPP | Southwest Power Pool | Wells | 22 | RE | 1 | Electric Utility | N |  | N |  | N |  | N | X |  | Southwestern Public Service Co | 17718 | NM | 115 |  |  | N |  | MARKWEST NEW MEXICO L P |  |  |  | N | N
15473 | Public Service Co of NM | 2447 | Las Vegas | none available | Las Vegas | NM | 87701 | San Miguel | 35.5997 | -105.2269 | WECC | PNM | Public Service Company of New Mexico | Wells | 22 | RE | 1 | Electric Utility | N |  | N |  | N |  | N | X |  | Public Service Co of NM | 15473 | NM | 46 |  |  | N | [5 empty] | N | N
15473 | Public Service Co of NM | 2450 | Reeves | 4400 Paseo del Norte NE | Albuquerque | NM | 87113 | Bernalillo | 35.171 | -106.6019 | WECC | PNM | Public Service Company of New Mexico | Wells | 22 | RE | 1 | Electric Utility | N |  | N |  | N |  | N | X |  | Public Service Co of NM | 15473 | NM | 115 |  |  | N |  | NEW MEXICO GAS COMPANY |  |  |  | N | X
15473 | Public Service Co of NM | 2451 | San Juan | 6800 County Road North | Waterflow | NM | 87421 | San Juan | 36.8006 | -108.4386 | WECC | PNM | Public Service Company of New Mexico | San Juan River | 22 | RE | 1 | Electric Utility | N |  | N |  | N |  | N | X |  | Public Service Co of NM | 15473 | NM | 345 |  |  | N | [5 empty] | N
17718 | Southwestern Public Service Co | 2453 | Carlsbad | 501 Musctel Drive | Carlsbad | NM | 88220 | Eddy | 32.418 | -104.2156 | SPP | SWPP | Southwest Power Pool |  | 22 | RE | 1 | Electric Utility | N |  | N |  | N |  | N | X |  | Southwestern Public Service Co | 17718 | NM | 69 |  |  | N |  | NEW MEXICO GAS COMPANY |  |  |  | N | N
17718 | Southwestern Public Service Co | 2454 | Cunningham | 13m W. of Hobbs on hwy 62-180 | Hobbs | NM | 88240 | Lea | 32.7131 | -103.3533 | SPP | SWPP | Southwest Power Pool | Wells | 22 | RE | 1 | Electric Utility | N |  | N |  | N |  | N | X |  | Southwestern Public Service Co | 17718 | NM | 230 | 115 |  | N |  | MARKWEST NEW MEXICO L P |  |  |  | N | N
6204 | City of Farmington - (NM) | 2465 | Animas | 501 McCormick School Rd. | Farmington | NM | 87401 | San Juan | 36.7251 | -108.192 | WECC | WACM | Western Area Power Administration - Rocky Mountain Region | Animas River | 22 | RE | 1 | Electric Utility | N |  | N |  | N |  | N | X |  | City of Farmington - (NM) | 6204 | NM | 69 |  |  | N |  | NEW MEXICO GAS COMPANY |  |  |  | N | X
17718 | Southwestern Public Service Co | 2469 | Tucumcari | P.O.Box 1086 | Tucumcari | NM | 88401 | Quay | 35.1681 | -103.7181 | SPP | SWPP | Southwest Power Pool |  | 22 | RE | 1 | Electric Utility | N |  | N |  | N |  | N | X |  | Southwestern Public Service Co | 17718 | TX | 115 |  |  | N | [5 empty] | N | N
15473 | Public Service Co of NM | 2475 | Algodones | Algodones | Algodones | NM | 87001 | Sandoval | 35.3844 | -106.4642 | WECC | PNM | Public Service Company of New Mexico | Wells | 22 | RE | 1 | Electric Utility | N |  | N |  | N |  | N | X |  | Public Service Co of NM | 15473 | NM | 345 |  |  | N |  | None |  |  |  | N | N
58971 | Danskammer Energy | 2480 | Danskammer Generating Station | 994 River Road | Newsburgh | NY | 12550 | Orange | 41.5712 | -73.975 | NPCC | NYIS | New York Independent System Operator | Hudson River | 22 | NR | 2 | IPP Non-CHP | N |  | N |  | N |  | N | X |  | Central Hudson Gas & Elec Corp | 3249 | NY | 115 |  |  | N | CENTRAL HUDSON GAS ELECTRIC | CENTRAL HUDSON GAS & ELECTRIC |  |  |  | N | N
3249 | Central Hudson Gas & Elec Corp | 2481 | Dashville | Route 213 | Dashville | NY | 12471 | Ulster | 41.8217 | -74.0497 | NPCC | NYIS | New York Independent System Operator | Walkill River | 22 | RE | 1 | Electric Utility | N |  | N |  | N |  |  | X |  | Central Hudson Gas & Elec Corp | 3249 | NY | 69 |  |  | N
15296 | New York Power Authority | 2483 | Neversink | 7858 Route 42 | Grahmsville | NY | 12740 | Sullivan | 41.8194 | -74.6358 | NPCC | NYIS | New York Independent System Operator | Neversink Reservoir | 22 | RE | 1 | Electric Utility | N |  | N |  | N |  | N | X |  | Central Hudson Gas & Elec Corp | 3249 | NY | 69 |  |  | N | [5 empty] | N | X
3249 | Central Hudson Gas & Elec Corp | 2485 | South Cairo | Route 32 | Cairo | NY | 12413 | Greene | 42.2913 | -73.9865 | NPCC | NYIS | New York Independent System Operator |  | 22 | RE | 1 | Electric Utility | N |  | N |  | N |  |  | X |  | Central Hudson Gas & Elec Corp | 3249 | NY | 69 |  |  | N
3249 | Central Hudson Gas & Elec Corp | 2486 | Sturgeon | Coutant Road | Tillson | NY | 12486 | Ulster | 41.8482 | -74.0467 | NPCC | NYIS | New York Independent System Operator | Walkill River | 22 | RE | 1 | Electric Utility | N |  | N |  | N |  |  | X |  | Central Hudson Gas & Elec Corp | 3249 | NY | 69 |  |  | N
3249 | Central Hudson Gas & Elec Corp | 2487 | West Coxsackie | Baily Street | Coxsackie | NY | 12051 | Greene | 42.3509 | -73.8158 | NPCC | NYIS | New York Independent System Operator |  | 22 | RE | 1 | Electric Utility | N |  | N |  | N |  |  | X |  | Central Hudson Gas & Elec Corp | 3249 | NY | 69 |  |  | N |  | TENNESSEE GAS PIPELINE COMPANY |  |  |  | N
13192 | NRG Arthur Kill Operations Inc | 2490 | Arthur Kill Generating Station | 4401 Victory Blvd | Staten Island | NY | 10314 | Richmond | 40.5916 | -74.2 | NPCC | NYIS | New York Independent System Operator | Arthur Kill | 22 | NR | 2 | IPP Non-CHP | N |  | N |  | Y | 99-165-000 | N | X |  | Consolidated Edison Co-NY Inc | 4226 | NY | 138 |  |  | N | CONSOLIDATED EDISON NEW YORK INC |  |  |  |  | N
15296 | New York Power Authority | 2491 | Charles Poletti | 31-03 20th Ave | Astoria | NY | 11105 | Queens | 40.7764 | -73.9108 | NPCC | NYIS | New York Independent System Operator | East River | 22 | RE | 1 | Electric Utility | N |  | N |  | N |  | N | X |  | Consolidated Edison Co-NY Inc | 4226 | NY | 345 |  |  | N | [5 empty] | Y | N
4226 | Consolidated Edison Co-NY Inc | 2493 | East River | 801 East 14th Street | New York | NY | 10009 | New York | 40.7281 | -73.9742 | NPCC | NYIS | New York Independent System Operator | East River | 22 | RE | 1 | Electric Utility | N |  | N |  | N |  | N | X |  | Consolidated Edison Co-NY Inc | 4226 | NY | 69 |  |  | N |  | TRANSCONTINENTAL GAS PIPELINE |  |  |  | N
54863 | U S Power Generating Company LLC | 2494 | Gowanus Gas Turbines Generating | 420 2nd Avenue | Brooklyn | NY | 11232 | Kings | 40.6635 | -74.0051 | NPCC | NYIS | New York Independent System Operator | Municipality | 22 | NR | 2 | IPP Non-CHP | N |  | N |  | Y | 99-206 | N | X |  | Consolidated Edison Co-NY Inc | 4226 | NY | 138 |  |  | N | KEYSPAN ENERGY DBA NATIOAL GRID NY |  |  |  |  | N | X
4226 | Consolidated Edison Co-NY Inc | 2496 | Hudson Avenue | 1-11 Hudson Avenue | New York | NY | 11201 | Kings | 40.7052 | -73.9807 | NPCC | NYIS | New York Independent System Operator | East River | 22 | RE | 1 | Electric Utility | N |  | N |  | N |  |  | X |  | Consolidated Edison Co-NY Inc | 4226 | NY | 138 |  |  | N | [5 empty] | N
6027 | Entergy Nuclear Indian Point 2 | 2497 | Indian Point 2 | Broadway & Bleakley Ave | Buchanan | NY | 10511 | Westchester | 41.2706 | -73.9527 | NPCC | NYIS | New York Independent System Operator | Hudson River | 22 | NR | 2 | IPP Non-CHP | N |  | N |  | Y | 01-1721-000 | N | X |  | Consolidated Edison Co-NY Inc | 4226 | NY | 345 |  |  | N
54863 | U S Power Generating Company LLC | 2499 | Narrows Gas Turbines Generating | 4 Whale Square | Brooklyn | NY | 11232 | Kings | 40.6486 | -74.0208 | NPCC | NYIS | New York Independent System Operator | Municipality | 22 | NR | 2 | IPP Non-CHP | N |  | N |  | Y | 99-206 |  | X |  | Consolidated Edison Co-NY Inc | 4226 | NY | 138 |  |  | N | KEYSPAN ENERGY DBA NATIOAL GRID NY |  |  |  |  | N | X
10023 | TC Ravenswood LLC | 2500 | Ravenswood | 38-54 Vernon Blvd | Long Island | NY | 11101 | Queens | 40.7592 | -73.9461 | NPCC | NYIS | New York Independent System Operator | East River | 22 | NR | 2 | IPP Non-CHP | N |  | N |  | Y | 99-166-000 | N | X |  | Consolidated Edison Co-NY Inc | 4226 | NY | 348 |  |  | N | CONSOLIDATED EDISON NEW YORK INC |  |  |  |  | N
4226 | Consolidated Edison Co-NY Inc | 2502 | Waterside | 700 First Avenue | New York | NY | 10017 | New York | 40.7533 | -73.9758 | NPCC | NYIS | New York Independent System Operator | East River | 22 | RE | 1 | Electric Utility | N |  | N |  | N |  |  | X |  | Consolidated Edison Co-NY Inc | 4226 | NY
4226 | Consolidated Edison Co-NY Inc | 2503 | 59th Street | 850 12th Avenue | New York | NY | 10019 | New York | 40.7713 | -73.9912 | NPCC | NYIS | New York Independent System Operator | Hudson River | 22 | RE | 1 | Electric Utility | N |  | N |  | N |  |  | X |  | Consolidated Edison Co-NY Inc | 4226 | NY | 13.8 |  |  | N |  | TRANSCONTINENTAL GAS PIPELINE |  |  |  | N
4226 | Consolidated Edison Co-NY Inc | 2504 | 74th Street | 506 E 75th Street | New York | NY | 10021 | New York | 40.768 | -73.9515 | NPCC | NYIS | New York Independent System Operator | East River | 22 | RE | 1 | Electric Utility | N |  | N |  | N |  |  | X |  | Consolidated Edison Co-NY Inc | 4226 | NY | 13.8 |  |  | N | [5 empty] | N
56505 | National Grid Generation LLC | 2511 | E F Barrett | McCarthy Road | Island Park | NY | 11558 | Nassau | 40.6167 | -73.6479 | NPCC | NYIS | New York Independent System Operator | Barnum Island Channel | 22 | RE | 1 | Electric Utility | N |  | N |  | N |  | Y | Y | OP | Long Island Power Authority | 11171 | NY | 138 |  |  | N | Other - See pipeline notes. | TRANSCONTINENTAL GAS PIPELINE |  |  | KEDLI | N | X
56505 | National Grid Generation LLC | 2512 | East Hampton | Cove Hollow Road | East Hampton | NY | 11937 | Suffolk | 40.9617 | -72.2103 | NPCC | NYIS | New York Independent System Operator |  | 22 | RE | 1 | Electric Utility | N |  | N |  | N |  |  | X |  | Long Island Power Authority | 11171 | NY | 69 |  |  | N
56505 | National Grid Generation LLC | 2513 | Far Rockaway | Bay 24th Street | Far Rockaway | NY | 11691 | Queens | 40.6109 | -73.761 | NPCC | NYIS | New York Independent System Operator | Mott Basin | 22 | RE | 1 | Electric Utility | N |  | N |  | N |  |  | X |  | Long Island Power Authority | 11171 | NY | 69 | [8 empty] | X | X
56505 | National Grid Generation LLC | 2514 | Glenwood | 200 Shore Road | Glenwood Landing | NY | 11547 | Nassau | 40.8271 | -73.6475 | NPCC | NYIS | New York Independent System Operator | Hempstead Harbor | 22 | RE | 1 | Electric Utility | N |  | N |  | N |  |  | X |  | Long Island Power Authority | 11171 | NY | 69 |  |  | N
56505 | National Grid Generation LLC | 2515 | Montauk | Industrial Road | Montour | NY | 11954 | Suffolk | 41.0425 | -71.9578 | NPCC | NYIS | New York Independent System Operator |  | 22 | RE | 1 | Electric Utility | N |  | N |  | N |  |  | X |  | Long Island Power Authority | 11171 | NY | 4
56505 | National Grid Generation LLC | 2516 | Northport | Eaton's Neck Road | Northport | NY | 11768 | Suffolk | 40.9236 | -73.3423 | NPCC | NYIS | New York Independent System Operator | Long Island Sound | 22 | RE | 1 | Electric Utility | N |  | N |  | N |  | Y | Y | OP | Long Island Power Authority | 11171 | NY | 138 |  |  | N | Other - See pipeline notes. | IROQUOIS GAS TRANSMISSION SYS LP |  |  | KEDLI | N | X
56505 | National Grid Generation LLC | 2517 | Port Jefferson | Beach Street | Port Jefferson | NY | 11776 | Suffolk | 40.9497 | -73.0785 | NPCC | NYIS | New York Independent System Operator | Long Island Sound | 22 | RE | 1 | Electric Utility | N |  | N |  | Y | 02-22-000 | Y | Y | OP | Long Island Power Authority | 11171 | NY | 138 |  |  | N | Other - See pipeline notes. | IROQUOIS GAS TRANSMISSION SYS LP |  |  | KEDLI | N | X
56505 | National Grid Generation LLC | 2518 | Shoreham | 1 LILCO Road | Wading River | NY | 11972 | Suffolk | 40.9616 | -72.865 | NPCC | NYIS | New York Independent System Operator |  | 22 | RE | 1 | Electric Utility | N |  | N |  | N |  |  | X |  | Long Island Power Authority | 11171 | NY | 138 | 69 |  | N
56505 | National Grid Generation LLC | 2519 | South Hampton | David Whites Lane | Southampton | NY | 11968 | Suffolk | 40.9 | -72.382 | NPCC | NYIS | New York Independent System Operator |  | 22 | RE | 1 | Electric Utility | N |  | N |  | N |  |  | X |  | Long Island Power Authority | 11171 | NY | 69 |  |  | N
56505 | National Grid Generation LLC | 2520 | Southold | Main Road | Greenport | NY | 11944 | Suffolk | 41.1059 | -72.3761 | NPCC | NYIS | New York Independent System Operator |  | 22 | RE | 1 | Electric Utility | N |  | N |  | N |  |  | X |  | Long Island Power Authority | 11171 | NY | 69 |  |  | N
56505 | National Grid Generation LLC | 2521 | West Babylon | 11 Bahama Street | West Babylon | NY | 11704 | Suffolk | 40.6955 | -73.3486 | NPCC | NYIS | New York Independent System Operator |  | 22 | RE | 1 | Electric Utility | N |  | N |  | N |  |  | X |  | Long Island Power Authority | 11171 | NY | 69 |  |  | N
13511 | New York State Elec & Gas Corp | 2522 | Cadyville | 59 Goddeau Rd | Town ofSchuyler Falls | NY | 12962 | Clinton | 44.695 | -73.6219 | NPCC | NYIS | New York Independent System Operator | Saranac River | 22 | RE | 1 | Electric Utility | N |  | N |  | N |  | N | X |  | New York State Elec & Gas Corp | 13511 | NY | 11 |  |  | N | [5 empty] | X | X
25 | Greenidge Generation Holdings LLC | 2527 | Greenidge Generation LLC | 590 Plant Road | Dresden | NY | 14441 | Yates | 42.6789 | -76.9483 | NPCC | NYIS | New York Independent System Operator | Seneca Lake | 22 | NR | 2 | IPP Non-CHP | N |  | N |  | Y | 99-1773-000 | Y | N | OS | New York State Elec & Gas Corp | 13511 | NY | 115 |  |  | N | NEW YORK STATE ELEC AND GAS CORP | Other - Please explain in pipeline notes below. |  |  | Greenidge Pipeline LLC - Not in system | N | N
13511 | New York State Elec & Gas Corp | 2528 | Harris Lake | 5930 Rt 28 N | Town of Newcomb | NY | 12847 | Essex | 43.9719 | -74.1861 | NPCC | NYIS | New York Independent System Operator |  | 22 | RE | 1 | Electric Utility | N |  | N |  | N |  | N | X |  | New York State Elec & Gas Corp | 13511 | NY | 2.4 |  |  | N | [5 empty] | X | X
13511 | New York State Elec & Gas Corp | 2530 | High Falls - Saranac NY | 202 Soper Rd | Town of Saranac | NY | 12981 | Clinton | 44.6389 | -73.7492 | NPCC | NYIS | New York Independent System Operator | Saranac River | 22 | RE | 1 | Electric Utility | N |  | N |  | N |  | N | X |  | New York State Elec & Gas Corp | 13511 | NY | 6.9 |  |  | N | [5 empty] | X | X
13511 | New York State Elec & Gas Corp | 2532 | Kent Falls | 376 Kent Falls Rd | Town of SchuylerFalls | NY | 12962 | Clinton | 44.7053 | -73.5967 | NPCC | NYIS | New York Independent System Operator | Saranac River | 22 | RE | 1 | Electric Utility | N |  | N |  | N |  | N | X |  | New York State Elec & Gas Corp | 13511 | NY | 6.6 |  |  | N | [5 empty] | X | X
13511 | New York State Elec & Gas Corp | 2533 | Keuka | East Lake Rd | Town of Wayne | NY | 14893 | Steuben | 42.4942 | -77.1194 | NPCC | NYIS | New York Independent System Operator | Waneta -Lamoka Lakes | 22 | RE | 1 | Electric Utility | N |  | N |  | N |  | N | X |  | New York State Elec & Gas Corp | 13511 | NY |  |  |  | N | [5 empty] | X | X
22125 | Cayuga Operating Company, LLC | 2535 | Cayuga Operating Company | 228 Cayuga Dr | Lansing | NY | 14882 | Tompkins | 42.6028 | -76.6336 | NPCC | NYIS | New York Independent System Operator | Cayuga Lake | 22 | NR | 2 | IPP Non-CHP | N |  | N |  | N |  | N | X |  | New York State Elec & Gas Corp | 13511 | NY | 115 | 34.5 |  | N
14294 | PSEG Power New York Inc | 2539 | Bethlehem Energy Center | Route 144 River Road | Glenmont | NY | 12077 | Albany | 42.5942 | -73.7638 | NPCC | NYIS | New York Independent System Operator | Hudson River | 22 | NR | 2 | IPP Non-CHP | N |  | N |  | Y | 00-141-000 | N | X |  | Niagara Mohawk Power Corp. | 13573 | NY | 115 |  |  | N |  | DOMINION TRANSMISSION INCORPORATED | TENNESSEE GAS PIPELINE COMPANY |  |  | N
5914 | Erie Boulevard Hydropower LP | 2540 | Allens Falls | 121 Covey Road | Parishville | NY | 13672 | St Lawrence | 44.6603 | -74.8603 | NPCC | NYIS | New York Independent System Operator | St Regis River | 22 | NR | 2 | IPP Non-CHP | N |  | N |  | Y | 99-156-000 | N | X |  | Niagara Mohawk Power Corp. | 13573 | NY | 115 |  |  | N | [5 empty] | N | N
5914 | Erie Boulevard Hydropower LP | 2543 | Beardslee | 00 Saltsman Road | Little Falls | NY | 13365 | Herkimer | 43.0191 | -74.7413 | NPCC | NYIS | New York Independent System Operator | East Canada Creek | 22 | NR | 2 | IPP Non-CHP | N |  | N |  | Y | 99-156-000 | N | X |  | Niagara Mohawk Power Corp. | 13573 | NY | 115 |  |  | N | [5 empty] | N | N
5914 | Erie Boulevard Hydropower LP | 2544 | Belfort | 9533 Belfort Road | Croghan | NY | 13327 | Lewis | 43.9275 | -75.3331 | NPCC | NYIS | New York Independent System Operator | Beaver River | 22 | NR | 2 | IPP Non-CHP | N |  | N |  | Y | 99-156-000 | N | X |  | Niagara Mohawk Power Corp. | 13573 | NY | 23 |  |  | N | [5 empty] | N | N
5914 | Erie Boulevard Hydropower LP | 2545 | Bennetts Bridge | 2628 County Road 22 | Altmar | NY | 13302 | Oswego | 43.5317 | -75.9531 | NPCC | NYIS | New York Independent System Operator | Salmon River | 22 | NR | 2 | IPP Non-CHP | N |  | N |  | Y | 99-156-000 | N | X |  | Niagara Mohawk Power Corp. | 13573 | NY | 115 |  |  | N | [5 empty] | N | N
5914 | Erie Boulevard Hydropower LP | 2546 | Black River | 27852 NYS 3 | Black River | NY | 13612 | Jefferson | 44.0001 | -75.8132 | NPCC | NYIS | New York Independent System Operator | Black River | 22 | NR | 2 | IPP Non-CHP | N |  | N |  | Y | 99-156-000 | N | X |  | Niagara Mohawk Power Corp. | 13573 | NY | 23 |  |  | N | [5 empty] | N | N
5914 | Erie Boulevard Hydropower LP | 2547 | Blake | 362 Blake Falls Dam Road | Parishville | NY | 13672 | St Lawrence | 44.5065 | -74.7534 | NPCC | NYIS | New York Independent System Operator | Raquette River | 22 | NR | 2 | IPP Non-CHP | N |  | N |  | Y | 99-156-000 | N | X |  | Niagara Mohawk Power Corp. | 13573 | NY | 115 |  |  | N | [5 empty] | N | N
5914 | Erie Boulevard Hydropower LP | 2548 | Browns Falls | 263 Browns Falls Road | Oswegatchie | NY | 13639 | St Lawrence | 44.2114 | -75.0594 | NPCC | NYIS | New York Independent System Operator | Oswegatchie River | 22 | NR | 2 | IPP Non-CHP | N |  | N |  | Y | 99-156-000 | N | X |  | Niagara Mohawk Power Corp. | 13573 | NY | 115 |  |  | N | [5 empty] | N | N
13168 | NRG Huntley Operations Inc | 2549 | C R Huntley Generating Station | 3500 River Road | Tonawanda | NY | 14150 | Erie | 42.97 | -78.93 | NPCC | NYIS | New York Independent System Operator | Niagara River | 22 | NR | 2 | IPP Non-CHP | N |  | N |  | Y | 99-163-000 | Y | N | OP | Niagara Mohawk Power Corp. | 13573 | NY | 230 |  |  | N | [5 empty] | N
5914 | Erie Boulevard Hydropower LP | 2550 | Chasm | 163 County Route 25 | Malone | NY | 12953 | Franklin | 44.7533 | -74.2169 | NPCC | NYIS | New York Independent System Operator | Salmon (North) River | 22 | NR | 2 | IPP Non-CHP | N |  | N |  | Y | 99-156-000 | N | X |  | Niagara Mohawk Power Corp. | 13573 | NY | 34.5 |  |  | N | [5 empty] | N | N
5914 | Erie Boulevard Hydropower LP | 2551 | Colton | 6734 County Route 24 | Pierrepont | NY | 13625 | St Lawrence | 44.5839 | -74.9583 | NPCC | NYIS | New York Independent System Operator | Raquette River | 22 | NR | 2 | IPP Non-CHP | N |  | N |  | Y | 99-156-000 | N | X |  | Niagara Mohawk Power Corp. | 13573 | NY | 115 |  |  | N | [5 empty] | N | N
5914 | Erie Boulevard Hydropower LP | 2552 | Deferiet | Anderson Avenue | Deferiet | NY | 13628 | Jefferson | 44.0381 | -75.6806 | NPCC | NYIS | New York Independent System Operator | Black River | 22 | NR | 2 | IPP Non-CHP | N |  | N |  | Y | 99-156-000 | N | X |  | Niagara Mohawk Power Corp. | 13573 | NY | 23 |  |  | N | [5 empty] | N | N
13579 | Dunkirk Power LLC | 2554 | Dunkirk Generating Plant | 106 Point Drive North | Dunkirk | NY | 14048 | Chautauqua | 42.4915 | -79.3466 | NPCC | NYIS | New York Independent System Operator | Lake Erie | 22 | NR | 2 | IPP Non-CHP | N |  | N |  | Y | 99-162-000 | N | X |  | Niagara Mohawk Power Corp. | 13573 | NY | 230 | 115 |  | N | [5 empty] | N
5914 | Erie Boulevard Hydropower LP | 2555 | Eagle | 9296 Adsit Trail | Croghan | NY | 13327 | Lewis | 43.9097 | -75.2008 | NPCC | NYIS | New York Independent System Operator | Beaver River | 22 | NR | 2 | IPP Non-CHP | N |  | N |  | Y | 99-156-000 | N | X |  | Niagara Mohawk Power Corp. | 13573 | NY | 115 |  |  | N | [5 empty] | N | N
5914 | Erie Boulevard Hydropower LP | 2556 | Eel Weir | 87 Lee Drive | Oswegatchie | NY | 13670 | St Lawrence | 44.6384 | -75.4905 | NPCC | NYIS | New York Independent System Operator | Owegatchie River | 22 | NR | 2 | IPP Non-CHP | N |  | N |  | Y | 99-156-000 | N | X |  | Niagara Mohawk Power Corp. | 13573 | NY | 23 |  |  | N | [5 empty] | N | N
5914 | Erie Boulevard Hydropower LP | 2557 | Effley | 8410 Effley Falls Road | Croghan | NY | 13327 | Lewis | 43.9228 | -75.2779 | NPCC | NYIS | New York Independent System Operator | Beaver River | 22 | NR | 2 | IPP Non-CHP | N |  | N |  | Y | 99-156-000 | N | X |  | Niagara Mohawk Power Corp. | 13573 | NY | 23 |  |  | N | [5 empty] | N | N
5914 | Erie Boulevard Hydropower LP | 2559 | Elmer | 8516 Effley Falls Road | Croghan | NY | 13327 | Lewis | 43.9275 | -75.2883 | NPCC | NYIS | New York Independent System Operator | Beaver River | 22 | NR | 2 | IPP Non-CHP | N |  | N |  | Y | 99-156-000 | N | X |  | Niagara Mohawk Power Corp. | 13573 | NY | 23 |  |  | N | [5 empty] | N | N
5914 | Erie Boulevard Hydropower LP | 2560 | Ephratah | 4260 State Hwy. 10 | Saint Johnsville | NY | 13339 | Fulton | 43.0092 | -74.5372 | NPCC | NYIS | New York Independent System Operator | Caroga Creek | 22 | NR | 2 | IPP Non-CHP | N |  | N |  | Y | 99-156-000 | N | X |  | Niagara Mohawk Power Corp. | 13573 | NY | 23 |  |  | N | [5 empty] | N | N
5914 | Erie Boulevard Hydropower LP | 2561 | East Norfolk | 5 Island Street | Norfolk | NY | 13667 | St Lawrence | 44.7989 | -74.9856 | NPCC | NYIS | New York Independent System Operator | Raquette River | 22 | NR | 2 | IPP Non-CHP | N |  | N |  | Y | 99-156-000 | N | X |  | Niagara Mohawk Power Corp. | 13573 | NY | 23 |  |  | N | [5 empty] | N | N
5914 | Erie Boulevard Hydropower LP | 2562 | Five Falls | 1686 Raquette River Road | Colton | NY | 13625 | St Lawrence | 44.5275 | -74.8492 | NPCC | NYIS | New York Independent System Operator | Raquette River | 22 | NR | 2 | IPP Non-CHP | N |  | N |  | Y | 99-156-000 | N | X |  | Niagara Mohawk Power Corp. | 13573 | NY | 115 |  |  | N | [5 empty] | N | N
5914 | Erie Boulevard Hydropower LP | 2563 | Flat Rock | 3147 State Highway 3 | Fine | NY | 13639 | St Lawrence | 44.2217 | -75.0742 | NPCC | NYIS | New York Independent System Operator | Oswegatchie River | 22 | NR | 2 | IPP Non-CHP | N |  | N |  | Y | 99-156-000 | N | X |  | Niagara Mohawk Power Corp. | 13573 | NY | 115 |  |  | N | [5 empty] | N | N
5914 | Erie Boulevard Hydropower LP | 2564 | Franklin (NY) | 1563 County Route 48 | Franklin | NY | 12913 | Franklin | 44.4372 | -73.9725 | NPCC | NYIS | New York Independent System Operator | Saranac River | 22 | NR | 2 | IPP Non-CHP | N |  | N |  | Y | 99-156-000 | N | X |  | Niagara Mohawk Power Corp. | 13573 | NY | 46 |  |  | N | [5 empty] | N | N
5914 | Erie Boulevard Hydropower LP | 2566 | Fulton Hydro | 28 South 1st Street | Fulton | NY | 13069 | Oswego | 43.3241 | -76.419 | NPCC | NYIS | New York Independent System Operator | Oswego River | 22 | NR | 2 | IPP Non-CHP | N |  | N |  | Y | 99-156-000 | N | X |  | Niagara Mohawk Power Corp. | 13573 | NY | 34.5 |  |  | N | [5 empty] | N | N
5914 | Erie Boulevard Hydropower LP | 2568 | Glenwood Hydro | 400 Erin Road | Medina | NY | 14103 | Orleans | 43.2358 | -78.3906 | NPCC | NYIS | New York Independent System Operator | Oak Orchard Creek | 22 | NR | 2 | IPP Non-CHP | N |  | N |  | Y | 99-156-000 | N | X |  | Niagara Mohawk Power Corp. | 13573 | NY | 34.5 |  |  | N | [5 empty] | N | N
5914 | Erie Boulevard Hydropower LP | 2569 | Granby | 16 Foster Street | Fulton | NY | 13069 | Oswego | 43.3234 | -76.4208 | NPCC | NYIS | New York Independent System Operator | Oswego River | 22 | NR | 2 | IPP Non-CHP | N |  | N |  | Y | 99-156-000 | N | X |  | Niagara Mohawk Power Corp. | 13573 | NY | 34.5 |  |  | N | [5 empty] | N | N
5914 | Erie Boulevard Hydropower LP | 2571 | Hannawa | 5849 State Route 56 | Pierrepont | NY | 13647 | St Lawrence | 44.6192 | -74.9733 | NPCC | NYIS | New York Independent System Operator | Raquette River | 22 | NR | 2 | IPP Non-CHP | N |  | N |  | Y | 99-156-000 | N | X |  | Niagara Mohawk Power Corp. | 13573 | NY | 115 |  |  | N | [5 empty] | N | N
5914 | Erie Boulevard Hydropower LP | 2572 | Herrings | 36152 NYS 3 | Carthage | NY | 13619 | Jefferson | 44.0217 | -75.6511 | NPCC | NYIS | New York Independent System Operator | Black River | 22 | NR | 2 | IPP Non-CHP | N |  | N |  | Y | 99-156-000 | N | X |  | Niagara Mohawk Power Corp. | 13573 | NY | 23 |  |  | N | [5 empty] | N | N
5914 | Erie Boulevard Hydropower LP | 2573 | Heuvelton | 85 Union Street | Village of Heuvelton | NY | 13654 | St Lawrence | 44.6172 | -75.4042 | NPCC | NYIS | New York Independent System Operator | Oswegatchie River | 22 | NR | 2 | IPP Non-CHP | N |  | N |  | Y | 99-156-000 | N | X |  | Niagara Mohawk Power Corp. | 13573 | NY | 23 |  |  | N | [5 empty] | N | N
14240 | Oswego City of | 2574 | High Dam | 571 West First St. | Oswego | NY | 13126 | Oswego | 43.4436 | -76.4961 | NPCC | NYIS | New York Independent System Operator | Oswego River | 22 | RE | 1 | Electric Utility | N |  | N |  | N |  |  | X |  | Niagara Mohawk Power Corp. | 13573 | NY | 34.5 |  |  | N
5914 | Erie Boulevard Hydropower LP | 2575 | High Falls - Croghan NY | 10116 High Falls Road | Croghan | NY | 13327 | Lewis | 43.9247 | -75.3731 | NPCC | NYIS | New York Independent System Operator | Beaver River | 22 | NR | 2 | IPP Non-CHP | N |  | N |  | Y | 99-156-000 | N | X |  | Niagara Mohawk Power Corp. | 13573 | NY | 23 |  |  | N | [5 empty] | N | N
5914 | Erie Boulevard Hydropower LP | 2576 | Higley | 100 Pine Road | Colton | NY | 13625 | St Lawrence | 44.5306 | -74.9331 | NPCC | NYIS | New York Independent System Operator | Raquette River | 22 | NR | 2 | IPP Non-CHP | N |  | N |  | Y | 99-156-000 | N | X |  | Niagara Mohawk Power Corp. | 13573 | NY | 115 |  |  | N | [5 empty] | N | N
5914 | Erie Boulevard Hydropower LP | 2578 | Hydraulic Race | 24 Market Street | Lockport | NY | 14094 | Niagara | 43.1709 | -78.6916 | NPCC | NYIS | New York Independent System Operator | Barge Canal | 22 | NR | 2 | IPP Non-CHP | N |  | N |  | Y | 99-156-000 | N | X |  | Niagara Mohawk Power Corp. | 13573 | NY | 12 |  |  | N | [5 empty] | N | N
5914 | Erie Boulevard Hydropower LP | 2579 | Inghams | 118 Power House Road | Little Falls | NY | 13329 | Fulton | 43.061 | -74.7643 | NPCC | NYIS | New York Independent System Operator | East Canada Creek | 22 | NR | 2 | IPP Non-CHP | N |  | N |  | Y | 99-156-000 | N | X |  | Niagara Mohawk Power Corp. | 13573 | NY | 46 |  |  | N | [5 empty] | N | N
5914 | Erie Boulevard Hydropower LP | 2580 | Johnsonville Dam | River Road | Johnsonville | NY | 12094 | Rensselaer | 42.9204 | -73.5089 | NPCC | NYIS | New York Independent System Operator | Hoosic River | 22 | NR | 2 | IPP Non-CHP | N |  | N |  | Y | 99-156-000 | N | X |  | Niagara Mohawk Power Corp. | 13573 | NY | 34.5 |  |  | N | [5 empty] | N | N
5914 | Erie Boulevard Hydropower LP | 2581 | Kamargo | 100 Washington Street | Black River | NY | 13612 | Jefferson | 44.0117 | -75.7967 | NPCC | NYIS | New York Independent System Operator | Black River | 22 | NR | 2 | IPP Non-CHP | N |  | N |  | Y | 99-156-000 | N | X |  | Niagara Mohawk Power Corp. | 13573 | NY | 23 |  |  | N | [5 empty] | N | N
5914 | Erie Boulevard Hydropower LP | 2582 | Lighthouse Hill | 2365 County Route 22 | Altmar | NY | 13302 | Oswego | 43.5241 | -75.9703 | NPCC | NYIS | New York Independent System Operator | Salmon River | 22 | NR | 2 | IPP Non-CHP | N |  | N |  | Y | 99-156-000 | N | X |  | Niagara Mohawk Power Corp. | 13573 | NY | 115 |  |  | N | [5 empty] | N | N
5914 | Erie Boulevard Hydropower LP | 2583 | Macomb | 371 Cady Road | Malone | NY | 12953 | Franklin | 44.8773 | -74.3063 | NPCC | NYIS | New York Independent System Operator | Salmon (North) River | 22 | NR | 2 | IPP Non-CHP | N |  | N |  | Y | 99-156-000 | N | X |  | Niagara Mohawk Power Corp. | 13573 | NY | 34.5 |  |  | N | [5 empty] | N | N
5914 | Erie Boulevard Hydropower LP | 2586 | Minetto | 2796 State Route 48 | Minetto | NY | 13126 | Oswego | 43.4003 | -76.4739 | NPCC | NYIS | New York Independent System Operator | Oswego River | 22 | NR | 2 | IPP Non-CHP | N |  | N |  | Y | 99-156-000 | N | X |  | Niagara Mohawk Power Corp. | 13573 | NY | 34.5 |  |  | N | [5 empty] | N | N
5914 | Erie Boulevard Hydropower LP | 2588 | Moshier | 8691 Moshier Road | Lowville | NY | 13327 | Herkimer | 43.8719 | -75.1364 | NPCC | NYIS | New York Independent System Operator | Beaver River | 22 | NR | 2 | IPP Non-CHP | N |  | N |  | Y | 99-156-000 | N | X |  | Niagara Mohawk Power Corp. | 13573 | NY | 115 |  |  | N | [5 empty] | N | N
55951 | Exelon Nuclear | 2589 | Nine Mile Point Nuclear Station | PO Box 63 | Lycoming | NY | 13093 | Oswego | 43.5211 | -76.41 | NPCC | NYIS | New York Independent System Operator | Lake Ontario | 22 | NR | 2 | IPP Non-CHP | N |  | N |  | Y | 02-14-000 | N | X |  | Niagara Mohawk Power Corp. | 13573 | NY | 345 |  |  | N | [5 empty] | N | X
5914 | Erie Boulevard Hydropower LP | 2590 | Norfolk | 100D Remington Avenue | Norfolk | NY | 13667 | St Lawrence | 44.8053 | -74.9975 | NPCC | NYIS | New York Independent System Operator | Raquette River | 22 | NR | 2 | IPP Non-CHP | N |  | N |  | Y | 99-156-000 | N | X |  | Niagara Mohawk Power Corp. | 13573 | NY | 115 |  |  | N | [5 empty] | N | N
5914 | Erie Boulevard Hydropower LP | 2591 | Norwood | 12 Maple Street | Norwood | NY | 13668 | St Lawrence | 44.7439 | -75.0042 | NPCC | NYIS | New York Independent System Operator | Raquette River | 22 | NR | 2 | IPP Non-CHP | N |  | N |  | Y | 99-156-000 | N | X |  | Niagara Mohawk Power Corp. | 13573 | NY | 23 |  |  | N | [5 empty] | N | N
13923 | NRG Oswego Harbor Power Operations Inc | 2594 | Oswego Harbor Power | 261 Washington Blvd. | Oswego | NY | 13126 | Oswego | 43.4586 | -76.5319 | NPCC | NYIS | New York Independent System Operator | Lake Ontario | 22 | NR | 2 | IPP Non-CHP | N |  | N |  | Y | 00-11-000 | N | X |  | Niagara Mohawk Power Corp. | 13573 | NY | 345 |  |  | N | NIAGARA MOHAWK DBA NATIONAL GRID |  |  |  |  | N | N
5914 | Erie Boulevard Hydropower LP | 2595 | Oswego Falls East | 322 South 1st Street | Fulton | NY | 13069 | Oswego | 43.3161 | -76.4153 | NPCC | NYIS | New York Independent System Operator | Oswego River | 22 | NR | 2 | IPP Non-CHP | N |  | N |  | Y | 99-156-000 | N | X |  | Niagara Mohawk Power Corp. | 13573 | NY | 34.5 |  |  | N | [5 empty] | N | N
5914 | Erie Boulevard Hydropower LP | 2596 | Oswego Falls West | 249 Riverside Avenue | Fulton | NY | 13069 | Oswego | 43.3156 | -76.4172 | NPCC | NYIS | New York Independent System Operator | Oswego River | 22 | NR | 2 | IPP Non-CHP | N |  | N |  | Y | 99-156-000 | N | X |  | Niagara Mohawk Power Corp. | 13573 | NY | 34.5 |  |  | N | [5 empty] | N | N
5914 | Erie Boulevard Hydropower LP | 2597 | Parishville | 56 River House Drive | Parishville | NY | 13672 | St Lawrence | 44.63 | -74.8258 | NPCC | NYIS | New York Independent System Operator | St Regis River | 22 | NR | 2 | IPP Non-CHP | N |  | N |  | Y | 99-156-000 | N | X |  | Niagara Mohawk Power Corp. | 13573 | NY | 115 |  |  | N | [5 empty] | N | N
5914 | Erie Boulevard Hydropower LP | 2598 | Piercefield | 15375 State Route 3 | Piercefield | NY | 12973 | St Lawrence | 44.2334 | -74.5662 | NPCC | NYIS | New York Independent System Operator | Raquette River | 22 | NR | 2 | IPP Non-CHP | N |  | N |  | Y | 99-156-000 | N | X |  | Niagara Mohawk Power Corp. | 13573 | NY | 46 |  |  | N | [5 empty] | N | N
5914 | Erie Boulevard Hydropower LP | 2599 | Prospect | 6283 Miitary Road | Prospect | NY | 13435 | Oneida | 43.2919 | -75.1477 | NPCC | NYIS | New York Independent System Operator | West Canada Creek | 22 | NR | 2 | IPP Non-CHP | N |  | N |  | Y | 99-156-000 | N | X |  | Niagara Mohawk Power Corp. | 13573 | NY | 46 |  |  | N | [5 empty] | N | N
5914 | Erie Boulevard Hydropower LP | 2600 | Rainbow Falls Hydro | 1362 Raquette River Road | Parishville | NY | 13672 | St Lawrence | 44.5178 | -74.8228 | NPCC | NYIS | New York Independent System Operator | Raquette River | 22 | NR | 2 | IPP Non-CHP | N |  | N |  | Y | 99-156-000 | N | X |  | Niagara Mohawk Power Corp. | 13573 | NY | 115 |  |  | N | [5 empty] | N | N
5914 | Erie Boulevard Hydropower LP | 2601 | Raymondville | 8707 State Highway 56 | Norfolk | NY | 13667 | St Lawrence | 44.835 | -74.9803 | NPCC | NYIS | New York Independent System Operator | Raquette River | 22 | NR | 2 | IPP Non-CHP | N |  | N |  | Y | 99-156-000 | N | X |  | Niagara Mohawk Power Corp. | 13573 | NY | 115 |  |  | N | [5 empty] | N | N
5914 | Erie Boulevard Hydropower LP | 2604 | South Edwards | 127 Giles Road | Fine | NY | 13639 | St Lawrence | 44.2678 | -75.1961 | NPCC | NYIS | New York Independent System Operator | Oswegatchie River | 22 | NR | 2 | IPP Non-CHP | N |  | N |  | Y | 99-156-000 | N | X |  | Niagara Mohawk Power Corp. | 13573 | NY | 34.5 |  |  | N | [5 empty] | N | N
5914 | Erie Boulevard Hydropower LP | 2605 | School Street | 6 School Street | Cohoes | NY | 12047 | Albany | 42.785 | -73.708 | NPCC | NYIS | New York Independent System Operator | Mohawk River | 22 | NR | 2 | IPP Non-CHP | N |  | N |  | Y | 99-156-000 | N | X |  | Niagara Mohawk Power Corp. | 13573 | NY | 34.5 |  |  | N | [5 empty] | N | N
5914 | Erie Boulevard Hydropower LP | 2606 | Schaghticoke | Chesnut Street | Schaghticoke | NY | 12154 | Rensselaer | 42.8992 | -73.5989 | NPCC | NYIS | New York Independent System Operator | Hoosic River | 22 | NR | 2 | IPP Non-CHP | N |  | N |  | Y | 99-156-000 | N | X |  | Niagara Mohawk Power Corp. | 13573 | NY | 34.5 |  |  | N | [5 empty] | N | N
5914 | Erie Boulevard Hydropower LP | 2607 | Schuylerville | 10-1/2 Broad Street | Schuylerville | NY | 12871 | Saratoga | 43.0968 | -73.5821 | NPCC | NYIS | New York Independent System Operator | Fish Creek | 22 | NR | 2 | IPP Non-CHP | N |  | N |  | Y | 99-156-000 | N | X |  | Niagara Mohawk Power Corp. | 13573 | NY | 34.5 |  |  | N | [5 empty] | N | N
5914 | Erie Boulevard Hydropower LP | 2608 | Sewalls | 462 Pearl Street | Watertown | NY | 13601 | Jefferson | 43.9775 | -75.8942 | NPCC | NYIS | New York Independent System Operator | Black River | 22 | NR | 2 | IPP Non-CHP | N |  | N |  | Y | 99-156-000 | N | X |  | Niagara Mohawk Power Corp. | 13573 | NY | 23 |  |  | N | [5 empty] | N | N
5914 | Erie Boulevard Hydropower LP | 2609 | Sherman Island | 803 Corinth Road | Queensbury | NY | 12804 | Saratoga | 43.2797 | -73.7094 | NPCC | NYIS | New York Independent System Operator | Hudson River | 22 | NR | 2 | IPP Non-CHP | N |  | N |  | Y | 99-156-000 | N | X |  | Niagara Mohawk Power Corp. | 13573 | NY | 115 |  |  | N | [5 empty] | N | N
5914 | Erie Boulevard Hydropower LP | 2610 | Soft Maple | 9646 Adsit Trail | Croghan | NY | 13327 | Lewis | 43.9206 | -75.2433 | NPCC | NYIS | New York Independent System Operator | Beaver River | 22 | NR | 2 | IPP Non-CHP | N |  | N |  | Y | 99-156-000 | N | X |  | Niagara Mohawk Power Corp. | 13573 | NY | 115 |  |  | N | [5 empty] | N | N
5914 | Erie Boulevard Hydropower LP | 2611 | South Colton | 2092 Raquette River Road | Colton | NY | 13625 | St Lawrence | 44.5133 | -74.8831 | NPCC | NYIS | New York Independent System Operator | Raquette River | 22 | NR | 2 | IPP Non-CHP | N |  | N |  | Y | 99-156-000 | N | X |  | Niagara Mohawk Power Corp. | 13573 | NY | 115 |  |  | N | [5 empty] | N | N
5914 | Erie Boulevard Hydropower LP | 2612 | Spier Falls | 400 Spier Falls Road | Gansevoort | NY | 12801 | Saratoga | 43.2339 | -73.7556 | NPCC | NYIS | New York Independent System Operator | Hudson River | 22 | NR | 2 | IPP Non-CHP | N |  | N |  | Y | 99-156-000 | N | X |  | Niagara Mohawk Power Corp. | 13573 | NY | 115 |  |  | N | [5 empty] | N | N
5914 | Erie Boulevard Hydropower LP | 2613 | Stark | 477 Stark Road | Colton | NY | 13625 | St Lawrence | 44.4553 | -74.7614 | NPCC | NYIS | New York Independent System Operator | Raquette River | 22 | NR | 2 | IPP Non-CHP | N |  | N |  | Y | 99-156-000 | N | X |  | Niagara Mohawk Power Corp. | 13573 | NY | 115 |  |  | N | [5 empty] | N | N
5914 | Erie Boulevard Hydropower LP | 2614 | Stewarts Bridge | 633 Antone Mountain Road | Corinth | NY | 12846 | Saratoga | 43.2978 | -73.8853 | NPCC | NYIS | New York Independent System Operator | Sacandaga River | 22 | NR | 2 | IPP Non-CHP | N |  | N |  | Y | 99-156-000 | N | X |  | Niagara Mohawk Power Corp. | 13573 | NY | 115 |  |  | N | [5 empty] | N | N
5914 | Erie Boulevard Hydropower LP | 2616 | Sugar Island | 480 County Road | Potsdam | NY | 13676 | St Lawrence | 44.6422 | -74.9765 | NPCC | NYIS | New York Independent System Operator | Raquette River | 22 | NR | 2 | IPP Non-CHP | N |  | N |  | Y | 99-156-000 | N | X |  | Niagara Mohawk Power Corp. | 13573 | NY | 115 |  |  | N | [5 empty] | N | N
5914 | Erie Boulevard Hydropower LP | 2617 | Taylorville | 10260 Taylorville Road | Croghan | NY | 13327 | Lewis | 43.927 | -75.3219 | NPCC | NYIS | New York Independent System Operator | Beaver River | 22 | NR | 2 | IPP Non-CHP | N |  | N |  | Y | 99-156-000 | N | X |  | Niagara Mohawk Power Corp. | 13573 | NY | 23 |  |  | N | [5 empty] | N | N
5914 | Erie Boulevard Hydropower LP | 2619 | Trenton Falls | 8526 Trenton Falls Road | Barneveld | NY | 13304 | Oneida | 43.2758 | -75.1567 | NPCC | NYIS | New York Independent System Operator | West Canada Creek | 22 | NR | 2 | IPP Non-CHP | N |  | N |  | Y | 99-156-000 | N | X |  | Niagara Mohawk Power Corp. | 13573 | NY | 46 |  |  | N | [5 empty] | N | N
5914 | Erie Boulevard Hydropower LP | 2621 | Varick | 411 West 1st Street | Oswego | NY | 13126 | Oswego | 43.4486 | -76.5056 | NPCC | NYIS | New York Independent System Operator | Oswego River | 22 | NR | 2 | IPP Non-CHP | N |  | N |  | Y | 99-156-000 | N | X |  | Niagara Mohawk Power Corp. | 13573 | NY | 34.5 |  |  | N | [5 empty] | N | N
5914 | Erie Boulevard Hydropower LP | 2623 | Waterport | 1810 Park Avenue | Waterport | NY | 14571 | Orleans | 43.3272 | -78.2394 | NPCC | NYIS | New York Independent System Operator | Oak Orchard Creek | 22 | NR | 2 | IPP Non-CHP | N |  | N |  | Y | 99-156-000 | N | X |  | Niagara Mohawk Power Corp. | 13573 | NY | 34.5 |  |  | N | [5 empty] | N | N
5914 | Erie Boulevard Hydropower LP | 2624 | Yaleville | 121 Yaleville Road | Norfolk | NY | 13667 | St Lawrence | 44.7661 | -74.9997 | NPCC | NYIS | New York Independent System Operator | Raquette River | 22 | NR | 2 | IPP Non-CHP | N |  | N |  | Y | 99-156-000 | N | X |  | Niagara Mohawk Power Corp. | 13573 | NY | 23 |  |  | N | [5 empty] | N | N
12792 | NRG New York LLC | 2625 | Bowline Point | 140 Samsondale Ave. | West Haverstraw | NY | 10993 | Rockland | 41.2044 | -73.9689 | NPCC | NYIS | New York Independent System Operator | Hudson River | 22 | NR | 2 | IPP Non-CHP | N |  | N |  | Y | 99-178-000 | N | X |  | Orange & Rockland Utils Inc | 14154 | NY | 345 |  |  | N |  | COLUMBIA GAS TRANSMISSION CORP | ORANGE ROCKLAND UTILITIES INC |  |  | N | N
15296 | New York Power Authority | 2627 | Grahamsville | 1229 State Rte. 55A | Grahamsville | NY | 12740 | Sullivan | 41.8592 | -74.5106 | NPCC | NYIS | New York Independent System Operator | Pepatcon Reservoir | 22 | RE | 1 | Electric Utility | N |  | N |  | Y | 99-179-000 | N | X |  | Central Hudson Gas & Elec Corp | 3249 | NY | 69 |  |  | N | [5 empty] | N | X
56142 | Alliance NYGT, LLC | 2628 | Hillburn | Six 4th Street | Hillburn | NY | 10931 | Rockland | 41.1269 | -74.1653 | NPCC | NYIS | New York Independent System Operator |  | 22 | NR | 2 | IPP Non-CHP | N |  | N |  | Y | 99-179-000 | N | X |  | Orange & Rockland Utils Inc | 14154 | NY | 69 |  |  | N |  | ORANGE & ROCKLAND UTILITIES INC |  |  |  | N
12792 | NRG New York LLC | 2629 | Lovett | 37 Elm Street | Tomkins Cove | NY | 10986 | Rockland | 41.2578 | -73.9797 | NPCC | NYIS | New York Independent System Operator | Hudson River | 22 | NR | 2 | IPP Non-CHP | N |  | N |  | Y | 99-180-000 | N | X |  | Orange & Rockland Utils Inc | 14154 | NY | 138
57280 | Eagle Creek RE LLC | 2630 | Mongaup | 613 Plank Road | Forestburgh | NY | 12777 | Sullivan | 41.5377 | -74.7714 | NPCC | NYIS | New York Independent System Operator | Mongaup River | 22 | NR | 2 | IPP Non-CHP | N |  | Y | QF13-203-000 | Y | 99-179-000 |  | X |  | Orange & Rockland Utils Inc | 14154 | NY | 69 |  |  | N | [5 empty] | N | N
57280 | Eagle Creek RE LLC | 2631 | Rio | 72 Power House Road | Glen Spey | NY | 12780 | Sullivan | 41.4625 | -74.7578 | NPCC | NYIS | New York Independent System Operator | Mongaup River | 22 | NR | 2 | IPP Non-CHP | N |  | Y | QF13-205-000 | Y | 99-179-000 | N | X |  | Orange & Rockland Utils Inc | 14154 | NY | 69 |  |  | N | [5 empty] | N | N
56142 | Alliance NYGT, LLC | 2632 | Shoemaker | 71 Dolson Ave. | Middletown | NY | 10940 | Orange | 41.4278 | -74.4186 | NPCC | NYIS | New York Independent System Operator |  | 22 | NR | 2 | IPP Non-CHP | N |  | N |  | Y | 99-179-000 |  | X |  | Orange & Rockland Utils Inc | 14154 | NY | 69 |  |  | N |  | ORANGE & ROCKLAND UTILITIES INC |  |  |  | N
57280 | Eagle Creek RE LLC | 2633 | Swinging Bridge 1 | 458 County Rte. 43 | Forestburgh | NY | 12777 | Sullivan | 41.5717 | -74.7828 | NPCC | NYIS | New York Independent System Operator | Mongaup River | 22 | NR | 2 | IPP Non-CHP | N |  | N |  | Y | 99-179-000 | N | X |  | Orange & Rockland Utils Inc | 14154 | NY | 69 |  |  | N | [5 empty] | N | N
57280 | Eagle Creek RE LLC | 2634 | Swinging Bridge 2 | 458 County Rte. 43 | Forestburgh | NY | 12777 | Sullivan | 41.5717 | -74.7828 | NPCC | NYIS | New York Independent System Operator | Mongaup River | 22 | NR | 2 | IPP Non-CHP | N |  | Y | QF13-204-000 | Y | 99-179-000 | N | X |  | Orange & Rockland Utils Inc | 14154 | NY | 69 |  |  | N | [5 empty] | N | N
16183 | Rochester Gas & Electric Corp | 2638 | Rochester 26 | Court St. | Rochester | NY | 14604 | Monroe | 43.1522 | -77.6098 | NPCC | NYIS | New York Independent System Operator | Genesee River | 22 | RE | 1 | Electric Utility | N |  | N |  | N |  | N | X |  | Rochester Gas & Electric Corp | 16183 | NY | 11.5 |  |  | N
16183 | Rochester Gas & Electric Corp | 2639 | Rochester 2 | Falls St. | Rochester | NY | 14614 | Monroe | 43.1611 | -77.615 | NPCC | NYIS | New York Independent System Operator | Genesee River | 22 | RE | 1 | Electric Utility | N |  | N |  | N |  | N | X |  | Rochester Gas & Electric Corp | 16183 | NY | 11.5 |  |  | N
16183 | Rochester Gas & Electric Corp | 2640 | Rochester 3 | 296 Mill St. | Rochester | NY | 14614 | Monroe | 43.1617 | -77.6181 | NPCC | NYIS | New York Independent System Operator |  | 22 | RE | 1 | Electric Utility | N |  | N |  | N |  | N | X |  | Rochester Gas & Electric Corporation | 16183 | NY | 11.5 |  |  | N
16183 | Rochester Gas & Electric Corp | 2641 | Rochester 5 | Seth Green Dr. | Rochester | NY | 14621 | Monroe | 43.1803 | -77.6278 | NPCC | NYIS | New York Independent System Operator | Genesee River | 22 | RE | 1 | Electric Utility | N |  | N |  | N |  | N | X |  | Rochester Gas & Electric Corp | 16183 | NY | 11.5 |  |  | N
16183 | Rochester Gas & Electric Corp | 2642 | Rochester 7 | 1101 Beach Ave. | Rochester | NY | 14612 | Monroe | 43.2689 | -77.6294 | NPCC | NYIS | New York Independent System Operator | Lake Ontario | 22 | RE | 1 | Electric Utility | N |  | N |  | N |  | N | X |  | Rochester Gas & Electric Corporation | 16183 | NY | 34.5
16183 | Rochester Gas & Electric Corp | 2644 | Rochester 9 | Buffalo Rd. | Rochester | NY | 14611 | Monroe | 43.151 | -77.6601 | NPCC | NYIS | New York Independent System Operator |  | 22 | RE | 1 | Electric Utility | N |  | N |  | N |  | N | X |  | Rochester Gas & Electric Corporation | 16183 | NY | 34.5
16183 | Rochester Gas & Electric Corp | 2646 | Wiscoy 170 | Rt. 19A | Filmore | NY | 14735 | Allegany | 42.5042 | -78.0828 | NPCC | NYIS | New York Independent System Operator | Wiscoy Creek | 22 | RE | 1 | Electric Utility | N |  | N |  | N |  | N | X |  | Rochester Gas & Electric Corp | 16183 | NY | 34.5 |  |  | N
6775 | Village of Freeport - (NY) | 2678 | Plant No 1 Freeport | 220 West Sunrise Highway | Freeport | NY | 11520 | Nassau | 40.6561 | -73.5922 | NPCC | NYIS | New York Independent System Operator |  | 22 | RE | 1 | Electric Utility | N |  | N |  | N |  | N | X |  | Village of Freeport - (NY) | 6775 | NY | 13.8 |  |  | N | [5 empty] | N
6775 | Village of Freeport - (NY) | 2679 | Plant No 2 Freeport | 289 Buffalo Ave | Freeport | NY | 11520 | Nassau | 40.6447 | -73.5683 | NPCC | NYIS | New York Independent System Operator |  | 22 | RE | 1 | Electric Utility | N |  | N |  | N |  | N | X |  | Village of Freeport - (NY) | 6775 | NY | 69 |  |  | N | Other - See pipeline notes. |  |  |  | Our pipeline connection is with National Grid | N | N
7630 | Village of Greenport - (NY) | 2681 | Greenport | 400 Moores Lane | Greenport | NY | 11944 | Suffolk | 41.1055 | -72.3758 | NPCC | NYIS | New York Independent System Operator | Municipality | 22 | RE | 1 | Electric Utility | N |  | N |  | N |  | N | X |  | Village of Greenport - (NY) | 7630 | NY | 4.16 |  |  | N | [5 empty] | N | X
9645 | Jamestown Board of Public Util | 2682 | S A Carlson | 136 Steele Street | Jamestown | NY | 14702 | Chautauqua | 42.0933 | -79.2478 | NPCC | NYIS | New York Independent System Operator | Chadakoin River | 22 | RE | 1 | Electric Utility | N |  | N |  | N |  | N | X |  | Jamestown Board of Public Util | 9645 | NY | 15 | 35 |  | N |  | EMKEY GATHERING LLC |  |  |  | N
15296 | New York Power Authority | 2685 | Crescent | School Street | Crescent | NY | 12047 | Albany | 42.8056 | -73.7226 | NPCC | NYIS | New York Independent System Operator | Mohawk River | 22 | RE | 1 | Electric Utility | N |  | N |  | N |  | N | X |  | New York Power Authority | 15296 |  | 34.5 |  |  | N | [5 empty] | N | X
15296 | New York Power Authority | 2686 | Vischer Ferry | 496 River Rd | Rexford | NY | 12148 | Saratoga | 42.8075 | -73.8427 | NPCC | NYIS | New York Independent System Operator | Mohawk River | 22 | RE | 1 | Electric Utility | N |  | N |  | N |  | N | X |  | New York Power Authority | 15296 |  | 34.5 |  |  | N | [5 empty] | N | X
15296 | New York Power Authority | 2691 | Blenheim Gilboa | 397 Power Plant Access Rd | Gilboa | NY | 12076 | Schoharie | 42.4423 | -74.4479 | NPCC | NYIS | New York Independent System Operator | Schoharie Creek | 22 | RE | 1 | Electric Utility | N |  | N |  | N |  | N | X |  | New York Power Authority | 15296 |  | 345 |  |  | Y | [5 empty] | N | X
15296 | New York Power Authority | 2692 | Lewiston Niagara | 5777 Lewiston Road | Lewiston | NY | 14092 | Niagara | 43.143 | -79.022 | NPCC | NYIS | New York Independent System Operator | Forebay Of Robert Moses Niagar | 22 | RE | 1 | Electric Utility | N |  | N |  | N |  | N | X |  | New York Power Authority | 15296 |  | 345 |  |  | Y | [5 empty] | N | X
15296 | New York Power Authority | 2693 | Robert Moses Niagara | 5777 Lewiston Rd | Lewiston | NY | 14092 | Niagara | 43.1427 | -79.0394 | NPCC | NYIS | New York Independent System Operator | Niagara River | 22 | RE | 1 | Electric Utility | N |  | N |  | N |  | N | X |  | New York Power Authority | 15296 |  | 345 |  |  | N | [5 empty] | N | X
15296 | New York Power Authority | 2694 | Robert Moses Power Dam | 830 Barnhart Island | Massena | NY | 13662 | St Lawrence | 45.0038 | -74.7994 | NPCC | NYIS | New York Independent System Operator | St Lawrence River | 22 | RE | 1 | Electric Utility | N |  | N |  | N |  | N | X |  | New York Power Authority | 15296 |  | 230 |  |  | N | [5 empty] | N | X
16217 | Village of Rockville Centre - (NY) | 2695 | Charles P Keller | 110 Maple Avenue | Rockville Centre | NY | 11571 | Nassau | 40.6583 | -73.6406 | NPCC | NYIS | New York Independent System Operator | Municipality | 22 | RE | 1 | Electric Utility | N |  | N |  | N |  | N | X |  | Village of Rockville Centre - (NY) | 16217 | NY | 4.16 |  |  | N | KEYSPAN ENERGY DBA NATIOAL GRID NY |  |  |  |  | N | N
20188 | City of Watertown - (NY) | 2700 | Watertown | Marble Street | Watertown | NY | 13601 | Jefferson | 43.9758 | -75.8747 | NPCC | NYIS | New York Independent System Operator | Black River | 22 | RE | 1 | Electric Utility | N |  | N |  | N |  | N | X |  | Niagara Mohawk Power Corp. | 13573 | NY | 2.3 |  |  | N
3046 | Duke Energy Progress - (NC) | 2706 | Asheville | 200 CP&L Drive | Arden | NC | 28704 | Buncombe | 35.4731 | -82.5417 | SERC | CPLE | Progress Energy Carolinas - EAST | Lake Julian (Powell Creek) | 22 | RE | 1 | Electric Utility | N |  | N |  | N |  | Y | N | OP | Duke Energy Progress - (NC) | 3046 | NC | 115 |  |  | N | PUBLIC SVC CO OF NORTH CAROLINA |  |  |  |  | N | N
3046 | Duke Energy Progress - (NC) | 2707 | Blewett | Route 1, Box 148 | Lilesville | NC | 28091 | Anson | 34.9833 | -79.8775 | SERC | CPLE | Progress Energy Carolinas - EAST | Pee Dee River | 22 | RE | 1 | Electric Utility | N |  | N |  | N |  | N | X |  | Duke Energy Progress - (NC) | 3046 | NC | 115 |  |  | N | [5 empty] | X | X
3046 | Duke Energy Progress - (NC) | 2708 | Cape Fear | 500 CP&L Road | Moncure | NC | 27559 | Chatham | 35.595 | -79.0495 | SERC | CPLE | Progress Energy Carolinas - EAST | Cape Fear River | 22 | RE | 1 | Electric Utility | N |  | N |  | N |  | Y | N | OS | Progress Energy Carolinas Inc | 3046 | NC | 115 |  |  | N | [5 empty] | X | X
3046 | Duke Energy Progress - (NC) | 2709 | HF Lee Plant | 1677 Old Smithfield Road | Goldsboro | NC | 27530 | Wayne | 35.3799 | -78.0878 | SERC | CPLE | Progress Energy Carolinas - EAST | H F Lee Lake | 22 | RE | 1 | Electric Utility | N |  | N |  | N |  | Y | N | OS | Progress Energy Carolinas Inc | 3046 | NC | 115 |  |  | N | PIEDMONT NATURAL GAS |  |  |  |  | N | N
3046 | Duke Energy Progress - (NC) | 2710 | Marshall Dam | 7602 Bear Creek Road | Marshall | NC | 28753 | Madison | 35.7025 | -82.7106 | SERC | CPLE | Progress Energy Carolinas - EAST | French Broad River | 22 | RE | 1 | Electric Utility | N |  | N |  | N |  | N | X |  | Duke Energy Progress - (NC) | 3046 | NC | 115 |  |  | N | [5 empty] | X | X
3046 | Duke Energy Progress - (NC) | 2711 | Morehead | 212 Arthur Farm Road | Newport | NC | 28557 | Carteret | 34.7458 | -76.8103 | SERC | CPLE | Progress Energy Carolinas - EAST |  | 22 | RE | 1 | Electric Utility | N |  | N |  | N |  | N | X |  | Progress Energy Carolinas Inc | 3046 | NC | 115 |  |  | N | [5 empty] | X | X
3046 | Duke Energy Progress - (NC) | 2712 | Roxboro | 1700 Dunnaway Road | Semora | NC | 27573 | Person | 36.4833 | -79.0731 | SERC | CPLE | Progress Energy Carolinas - EAST | Hyco Lake (Hyco River) | 22 | RE | 1 | Electric Utility | N |  | N |  | N |  | Y | N | OP | Duke Energy Progress - (NC) | 3046 | NC | 230 |  |  | N | [5 empty] | X | X
3046 | Duke Energy Progress - (NC) | 2713 | L V Sutton Steam | 801 Sutton Stream Plant Road | Wilmington | NC | 28401 | New Hanover | 34.2831 | -77.9853 | SERC | CPLE | Progress Energy Carolinas - EAST | Sutton Lake (Catfish Creek) | 22 | RE | 1 | Electric Utility | N |  | N |  | N |  | Y | N | OS | Duke Energy Progress - (NC) | 3046 | NC | 230 |  |  | N | [5 empty] | X | X
3046 | Duke Energy Progress - (NC) | 2714 | Tillery | 179 Tillery Dam Road | Mount Gilead | NC | 27559 | Montgomery | 35.2067 | -80.0648 | SERC | CPLE | Progress Energy Carolinas - EAST | Pee Dee River | 22 | RE | 1 | Electric Utility | N |  | N |  | N |  | N | X |  | Duke Energy Progress - (NC) | 3046 | NC | 115 |  |  | N | [5 empty] | X | X
3046 | Duke Energy Progress - (NC) | 2715 | Walters | 1251 Waterville Road | Waterville | NC | 37821 | Haywood | 35.6946 | -83.0503 | SERC | CPLE | Progress Energy Carolinas - EAST | Pigeon River (Waterville Lake) | 22 | RE | 1 | Electric Utility | N |  | N |  | N |  | N | X |  | Duke Energy Progress - (NC) | 3046 | NC | 115 |  |  | N | [5 empty] | X | X
3046 | Duke Energy Progress - (NC) | 2716 | W H Weatherspoon | 491 Power Plant Road | Lumberton | NC | 28358 | Robeson | 34.5875 | -78.9755 | SERC | CPLE | Progress Energy Carolinas - EAST | Weatherspoon Lake(Lumber River | 22 | RE | 1 | Electric Utility | N |  | N |  | N |  | Y | N | OS | Duke Energy Progress - (NC) | 3046 | NC | 115 |  |  | N | PIEDMONT NATURAL GAS |  |  |  |  | N | N
5416 | Duke Energy Carolinas, LLC | 2718 | G G Allen | 253 Plant Allen Rd | Belmont | NC | 28012 | Gaston | 35.1897 | -81.0122 | SERC | DUK | Duke Energy Carolinas | Lake Wylie | 22 | RE | 1 | Electric Utility | N |  | N |  | N |  | Y | N | OP | Duke Energy Carolinas, LLC | 5416 | NC | 230 |  |  | N | [5 empty] | X | X
5416 | Duke Energy Carolinas, LLC | 2719 | Bridgewater | 5790 Power House Rd | Morganton | NC | 28655 | Burke | 35.7428 | -81.8372 | SERC | DUK | Duke Energy Carolinas | Catawba River | 22 | RE | 1 | Electric Utility | N |  | N |  | N |  | N | X |  | Duke Energy Carolinas, LLC | 5416 | NC | 100 |  |  | N | [5 empty] | X | X
5416 | Duke Energy Carolinas, LLC | 2720 | Buck | 1555 Dukeville Rd | Salisbury | NC | 28145 | Rowan | 35.7133 | -80.3767 | SERC | DUK | Duke Energy Carolinas | Yadkin River | 22 | RE | 1 | Electric Utility | N |  | N |  | N |  | Y | N | OS | Duke Energy Carolinas, LLC | 5416 | NC | 100 |  |  | N | PIEDMONT NATURAL GAS |  |  |  |  | N | N
5416 | Duke Energy Carolinas, LLC | 2721 | James E. Rogers Energy Complex | Duke Power Rd #1002 | Cliffside | NC | 28024 | Cleveland | 35.22 | -81.7594 | SERC | DUK | Duke Energy Carolinas | Broad River | 22 | RE | 1 | Electric Utility | N |  | N |  | N |  | Y | N | OP | Duke Energy Carolinas, LLC | 5416 | NC | 525 |  |  | N | [5 empty] | X | X
5416 | Duke Energy Carolinas, LLC | 2722 | Cowans Ford | 257 Duke Lane | Stanley | NC | 28164 | Lincoln | 35.4346 | -80.9588 | SERC | DUK | Duke Energy Carolinas | Catawba River | 22 | RE | 1 | Electric Utility | N |  | N |  | N |  | N | X |  | Duke Energy Carolinas, LLC | 5416 | NC | 230 |  |  | N | [5 empty] | X | X
5416 | Duke Energy Carolinas, LLC | 2723 | Dan River | 900 S Edgewood Rd | Eden | NC | 27288 | Rockingham | 36.4862 | -79.7208 | SERC | DUK | Duke Energy Carolinas | Dan River | 22 | RE | 1 | Electric Utility | N |  | N |  | N |  | Y | N | OS | Duke Energy Carolinas, LLC | 5416 | NC | 100 |  |  | N | PIEDMONT NATURAL GAS |  |  |  |  | N | N
5416 | Duke Energy Carolinas, LLC | 2726 | Lookout Shoals | 678 Lookout Dam Rd | Statesville | NC | 28625 | Iredell | 35.7575 | -81.0894 | SERC | DUK | Duke Energy Carolinas | Catawba River | 22 | RE | 1 | Electric Utility | N |  | N |  | N |  | N | X |  | Duke Energy Carolinas, LLC | 5416 | NC | 100 |  |  | N | [5 empty] | X | X
5416 | Duke Energy Carolinas, LLC | 2727 | Marshall (NC) | 8320 East Hwy 150 | Terrell | NC | 28682 | Catawba | 35.5975 | -80.9658 | SERC | DUK | Duke Energy Carolinas | Lake Norman | 22 | RE | 1 | Electric Utility | N |  | N |  | N |  | Y | N | OP | Duke Energy Carolinas, LLC | 5416 | NC | 230 |  |  | N | [5 empty] | X | X
5416 | Duke Energy Carolinas, LLC | 2728 | Mountain Island | 439 Mountain Island Rd | MOUNT HOLLY | NC | 28120 | Gaston | 35.3339 | -80.9867 | SERC | DUK | Duke Energy Carolinas | Catawba River | 22 | RE | 1 | Electric Utility | N |  | N |  | N |  | N | X |  | Duke Energy Carolinas, LLC | 5416 | NC | 44 |  |  | N | [5 empty] | X | X
5416 | Duke Energy Carolinas, LLC | 2729 | Oxford Dam | 6874 Hwy 16 North | Conover | NC | 28613 | Catawba | 35.8214 | -81.1922 | SERC | DUK | Duke Energy Carolinas | Catawba River | 22 | RE | 1 | Electric Utility | N |  | N |  | N |  | N | X |  | Duke Energy Carolinas, LLC | 5416 | NC | 44 |  |  | N | [5 empty] | X | X
5416 | Duke Energy Carolinas, LLC | 2730 | Rhodhiss | 109 Powerhouse Rd | Rhodhiss | NC | 28667 | Caldwell | 35.7742 | -81.4378 | SERC | DUK | Duke Energy Carolinas | Catawba River | 22 | RE | 1 | Electric Utility | N |  | N |  | N |  | N | X |  | Duke Energy Carolinas, LLC | 5416 | NC | 100 |  |  | N | [5 empty] | X | X
5416 | Duke Energy Carolinas, LLC | 2732 | Riverbend | 175 Steamplant Rd | Mount Holly | NC | 28120 | Gaston | 35.36 | -80.9742 | SERC | DUK | Duke Energy Carolinas | Catawba River | 22 | RE | 1 | Electric Utility | N |  | N |  | N |  | Y | N | OS | Duke Energy Carolinas, LLC | 5416 | NC | 230 |  |  | N | PUBLIC SVC CO OF NORTH CAROLINA |  |  |  |  | N | N
13763 | Northbrook Carolina Hydro LLC | 2735 | Turner Shoals | North Hwy. 9 | Mill Springs | NC | 28756 | Polk | 35.3348 | -82.1864 | SERC | DUK | Duke Energy Carolinas | Green River | 22 | NR | 2 | IPP Non-CHP | N |  | Y | 05-38-000 | N |  | N | X |  | Duke Energy Carolinas, LLC | 5416 | NC | 44 |  |  | N
5416 | Duke Energy Carolinas, LLC | 2736 | Tuxedo | R1 Box 104A, Pot Shoals Rd | Flat Rock | NC | 28731 | Henderson | 35.245 | -82.3894 | SERC | DUK | Duke Energy Carolinas | Green River | 22 | RE | 1 | Electric Utility | N |  | N |  | N |  | N | X |  | Duke Energy Carolinas, LLC | 5416 | NC | 44 |  |  | N | [5 empty] | X | X
5416 | Duke Energy Carolinas, LLC | 2741 | Bear Creek Dam | 4016 Canada Road | TUCKASEGEE | NC | 28783 | Jackson | 35.2427 | -83.072 | SERC | DUK | Duke Energy Carolinas | East Fork Of Tuckasegee River | 22 | RE | 1 | Electric Utility | N |  | N |  | N |  | N | X |  | Duke Energy Carolinas, LLC | 5416 | NC | 66 |  |  | N | [5 empty] | X | X
5416 | Duke Energy Carolinas, LLC | 2743 | Cedar Cliff | 1478 Canada Road | TUCKASEGEE | NC | 28783 | Jackson | 35.2531 | -83.0983 | SERC | DUK | Duke Energy Carolinas | East Fork Of Tuckasegee River | 22 | RE | 1 | Electric Utility | N |  | N |  | N |  | N | X |  | Duke Energy Carolinas, LLC | 5416 | NC | 66 |  |  | N | [5 empty] | X | X
5416 | Duke Energy Carolinas, LLC | 2745 | Franklin (NC) | 564 Clyde Downs Road | Franklin | NC | 28734 | Macon | 35.2194 | -83.3708 | SERC | DUK | Duke Energy Carolinas | Little Tennessee River | 22 | RE | 1 | Electric Utility | N |  | N |  | N |  | N | X |  | Duke Energy Carolinas, LLC | 5416 | NC | 66 |  |  | N | [5 empty] | X | X
5416 | Duke Energy Carolinas, LLC | 2746 | Mission | 1765 Mission Dam Road | Murphy | NC | 28906 | Clay | 35.0647 | -83.9258 | SERC | DUK | Duke Energy Carolinas | Hiwassee River | 22 | RE | 1 | Electric Utility | N |  | N |  | N |  | N | X |  | Duke Energy Carolinas, LLC | 5416 | NC | 161 |  |  | N | [5 empty] | X | X
5416 | Duke Energy Carolinas, LLC | 2747 | Nantahala | 27656 Wayah Road | Topton | NC | 28781 | Macon | 35.2715 | -83.6762 | SERC | DUK | Duke Energy Carolinas | Nantahala River | 22 | RE | 1 | Electric Utility | N |  | N |  | N |  | N | X |  | Duke Energy Carolinas, LLC | 5416 | NC | 161 |  |  | N | [5 empty] | X | X
5416 | Duke Energy Carolinas, LLC | 2749 | Tennessee Creek | 41 Mountain Farm Lane | Tuckasegee | NC | 28783 | Jackson | 35.2139 | -83.0028 | SERC | DUK | Duke Energy Carolinas | East Fork Of Tuckasegee River | 22 | RE | 1 | Electric Utility | N |  | N |  | N |  | N | X |  | Duke Energy Carolinas, LLC | 5416 | NC | 161 |  |  | N | [5 empty] | X | X
5416 | Duke Energy Carolinas, LLC | 2750 | Thorpe | Hwy 107 | TUCKASEGEE | NC | 28783 | Jackson | 35.234 | -83.1254 | SERC | DUK | Duke Energy Carolinas | West Fork Of Tuckasegee River | 22 | RE | 1 | Electric Utility | N |  | N |  | N |  | N | X |  | Duke Energy Carolinas, LLC | 5416 | NC | 161 |  |  | N | [5 empty] | X | X
5416 | Duke Energy Carolinas, LLC | 2751 | Tuckasegee | Hwy 107 | Tuckasegee | NC | 28783 | Jackson | 35.247 | -83.1281 | SERC | DUK | Duke Energy Carolinas | West Fork Of Tuckasegee River | 22 | RE | 1 | Electric Utility | N |  | N |  | N |  | N | X |  | Duke Energy Carolinas, LLC | 5416 | NC | 161 |  |  | N | [5 empty] | X | X
19876 | Virginia Electric & Power Co | 2756 | Gaston | 2369 Jack Brown Road | Roanoke Rapids | NC | 27870 | Halifax | 36.4991 | -77.8115 | SERC | PJM | PJM Interconnection, LLC | Roanoke River | 22 | RE | 1 | Electric Utility | N |  | N |  | N |  | N | X |  | Virginia Electric & Power Co | 19876 | NC | 232 |  |  | N
19876 | Virginia Electric & Power Co | 2757 | Kitty Hawk | 3912 Shelby Avenue | Kitty Hawk | NC | 27948 | Dare | 36.0667 | -75.6997 | SERC | PJM | PJM Interconnection, LLC |  | 22 | RE | 1 | Electric Utility | N |  | N |  | N |  | N | X |  | Virginia Electric & Power Co | 19876 | VA | 115
19876 | Virginia Electric & Power Co | 2758 | Roanoke Rapids | 100 Oakwood Avenue | Roanoke Rapids | NC | 27870 | Halifax | 36.4789 | -77.6722 | SERC | PJM | PJM Interconnection, LLC | Roanoke River | 22 | RE | 1 | Electric Utility | N |  | N |  | N |  | N | X |  | Virginia Electric & Power Co | 19876 | NC | 115 |  |  | N
10604 | Lake Lure Town of | 2773 | Lake Lure | hwy 6474a | Lake Lure | NC | 28746 | Rutherford | 35.4259 | -82.184 | SERC | DUK | Duke Energy Carolinas | Lake Lure | 22 | NR | 2 | IPP Non-CHP | N |  | N |  | N |  |  | X |  | Duke Energy Carolinas, LLC | 5416 | NC | 12.5 |  |  | N
18642 | Tennessee Valley Authority | 2778 | Chatuge | 1056 Chatuge Dam Rd | Hayesville | NC | 28904 | Clay | 35.0191 | -83.7914 | SERC | TVA | Tennessee Valley Authority | Hiwassee River | 22 | RE | 1 | Electric Utility | N |  | N |  | N |  |  | X |  | Tennessee Valley Authority | 18642 | NC | 69 |  |  | N
18642 | Tennessee Valley Authority | 2779 | Fontana Dam | Hwy 28 S PO Box 1178 | Fontana Dam | NC | 28733 | Swain | 35.4507 | -83.805 | SERC | TVA | Tennessee Valley Authority | Little Tennessee River | 22 | RE | 1 | Electric Utility | N |  | N |  | N |  |  | X |  | Tennessee Valley Authority | 18642 | NC | 161 |  |  | N
18642 | Tennessee Valley Authority | 2780 | Hiwassee Dam | Rt. 4 Box 170 | Murphy | NC | 28906 | Cherokee | 35.1509 | -84.1775 | SERC | TVA | Tennessee Valley Authority | Hiwassee River | 22 | RE | 1 | Electric Utility | N |  | N |  | N |  |  | X |  | Tennessee Valley Authority | 18642 | NC | 161 |  |  | Y
13683 | North Carolina El Member Corp | 2783 | Buxton | Lightplant Road | Buxton | NC | 27920 | Dare | 35.2672 | -75.5347 | SERC | PJM | PJM Interconnection, LLC |  | 22 | RE | 1 | Electric Utility | N |  | N |  | N |  | N | X |  | Cape Hatteras Elec Member Corp | 2982 | NC | 34.5 |  |  | N | [5 empty] | N
12199 | Montana-Dakota Utilities Co | 2790 | R M Heskett | 2025 38th St | Mandan | ND | 58554 | Morton | 46.8669 | -100.8836 | MRO | MISO | Midcontinent Independent Transmission System Operator, Inc.. | Missouri River | 22 | RE | 1 | Electric Utility | N |  | N |  | N |  | Y | Y | OP | Montana-Dakota Utilities Co | 12199 | ND | 115 |  |  | N | MONTANA DAKOTA UTILITIES CO | NORTHERN BORDER P L CO |  |  |  | N | X
12199 | Montana-Dakota Utilities Co | 2791 | Williston | 907 West 2nd St | Williston | ND | 58801 | Williams | 48.145 | -103.1364 | MRO | SWPP | Southwest Power Pool | Municipality | 22 | RE | 1 | Electric Utility | N |  | N |  | N |  | N | X |  | Montana-Dakota Utilities Co | 12199 | ND | 57 |  |  | N | [5 empty] | X | X
14232 | Otter Tail Power Co | 2801 | Jamestown | 2620 3rd Street SE | Jamestown | ND | 58401 | Stutsman | 46.9057 | -98.6622 | MRO | MISO | Midcontinent Independent Transmission System Operator, Inc.. |  | 22 | RE | 1 | Electric Utility | N |  | N |  | N |  | N | X |  | Otter Tail Power Co | 14232 | ND | 41.6 |  |  | N | [5 empty] | X | X
7444 | City of Grafton - (ND) | 2811 | Grafton | 700 NP Avenue | Grafton | ND | 58237 | Walsh | 48.43 | -97.4033 | MRO | MISO | Midcontinent Independent Transmission System Operator, Inc.. | Municipality | 22 | RE | 1 | Electric Utility | N |  | N |  | N |  | N | X |  | City of Grafton - (ND) | 7444 | ND | 69 |  |  | N | [5 empty] | N | X
19635 | USCE-Missouri River District | 2815 | Garrison | 597 Garrison Dam Rd | Riverside | ND | 58565 | Mercer | 47.4945 | -101.4115 | MRO | SWPP | Southwest Power Pool | Missouri River | 22 | RE | 1 | Electric Utility | N |  | N |  | N |  | N | X |  | WAPA-- Western Area Power Administration | 27000 | ND | 230 | 115 |  | N | [5 empty] | X | X
1307 | Basin Electric Power Coop | 2817 | Leland Olds | Hwy 200 | Stanton | ND | 58571 | Mercer | 47.2808 | -101.3212 | MRO | SWPP | Southwest Power Pool | Missouri River | 22 | RE | 1 | Electric Utility | N |  | N |  | N |  | Y | N | OP | Basin Electric Power Coop | 1307 | ND | 345 |  |  | N | [5 empty] | X | X
12658 | Minnkota Power Coop, Inc | 2821 | Grand Forks | 1822 Mill Road | Grand Forks | ND | 58201 | Grand Forks | 47.9383 | -97.935 | MRO | MISO | Midcontinent Independent Transmission System Operator, Inc.. | Municipality | 22 | RE | 1 | Electric Utility | N |  | N |  | N |  |  | X |  | Minnkota Power Coop, Inc | 12658 | ND | 69
12658 | Minnkota Power Coop, Inc | 2822 | Harwood | 404 Truman Dr | Harwood | ND | 58402 | Cass | 46.9986 | -96.9975 | MRO | MISO | Midcontinent Independent Transmission System Operator, Inc.. | Well | 22 | RE | 1 | Electric Utility | N |  | N |  | N |  |  | X |  | Minnkota Power Coop, Inc | 12658 | ND | 69
12658 | Minnkota Power Coop, Inc | 2823 | Milton R Young | 3401 24th Street S.W. | Center | ND | 58530 | Oliver | 47.0659 | -101.2131 | MRO | MISO | Midcontinent Independent Transmission System Operator, Inc.. | Nelson Lake | 22 | RE | 1 | Electric Utility | N |  | N |  | N |  | Y | Y | OP | Minnkota Power Coop, Inc | 12658 |  | 345 |  |  | N | [5 empty] | N | N
7570 | Great River Energy | 2824 | Stanton | 4001 Highway 200 A | Stanton | ND | 58571 | Mercer | 47.2866 | -101.3319 | MRO | MISO | Midcontinent Independent Transmission System Operator, Inc.. | Missouri River | 22 | RE | 1 | Electric Utility | N |  | N |  | N |  | Y | Y | OP | Great River Energy | 7570 |  | 230 |  |  | N | [5 empty] | N | N
58620 | AEP Generation Resources Inc | 2828 | Cardinal | State Route 7 | Brillant | OH | 43913 | Jefferson | 40.2522 | -80.6486 | RFC | PJM | PJM Interconnection, LLC | Ohio River | 22 | NR | 2 | IPP Non-CHP | N |  | N |  | N |  | Y | N | OP | Ohio Power Co | 14006 | OH | 345 |  |  | N | [5 empty] | N
3542 | Duke Energy Ohio Inc | 2830 | Walter C Beckjord | 757 US Rt 52 | New Richmond | OH | 45200 | Clermont | 38.9917 | -84.2981 | RFC | PJM | PJM Interconnection, LLC | Ohio River | 22 | RE | 1 | Electric Utility | N |  | N |  | N |  | Y | N | OP | Duke Energy Ohio Inc | 3542 | OH | 345 |  |  | Y | [5 empty] | N | N
59917 | Dynegy Dicks Creek | 2831 | Dicks Creek | 632 Todhunter Rd | Monroe | OH | 45050 | Butler | 39.465 | -84.3778 | RFC | PJM | PJM Interconnection, LLC |  | 22 | NR | 2 | IPP Non-CHP | N |  | N |  | N |  | N | X |  | Duke Energy Ohio Inc | 3542 | OH | 138 |  |  | N | DUKE ENERGY OHIO |  |  |  |  | N
59919 | Dynegy Miami Fort | 2832 | Miami Fort | 11021 Brower Rd. | North Bend | OH | 45052 | Hamilton | 39.1128 | -84.8036 | RFC | PJM | PJM Interconnection, LLC | Ohio River | 22 | NR | 2 | IPP Non-CHP | N |  | N |  | N |  | Y | N | OP | Duke Energy Ohio Inc | 3542 | OH | 345 |  |  | N | [5 empty] | X
6526 | FirstEnergy Generation Corp | 2835 | FirstEnergy Ashtabula | 2133 Lake Road | Ashtabula Township | OH | 44004 | Ashtabula | 41.9086 | -80.7697 | RFC | PJM | PJM Interconnection, LLC | Lake Erie | 22 | NR | 2 | IPP Non-CHP | N |  | N |  | N |  | Y | Y | OS | American Transmission Systems Inc | 56162 | OH | 138 |  |  | N | [5 empty] | N | N
14165 | NRG Power Midwest LP | 2836 | Avon Lake | 33570 Lake Road | Avon Lake | OH | 44012 | Lorain | 41.5045 | -82.0546 | RFC | PJM | PJM Interconnection, LLC | Lake Erie | 22 | NR | 2 | IPP Non-CHP | N |  | N |  | Y | 00-115-000 | N | X |  | Cleveland Electric Illum Co | 3755 | OH | 345 |  |  | N | [5 empty] | N | N
6526 | FirstEnergy Generation Corp | 2837 | FirstEnergy Eastlake | 10 Erie Road | Eastlake | OH | 44095 | Lake | 41.6711 | -81.4425 | RFC | PJM | PJM Interconnection, LLC | Lake Erie | 22 | NR | 2 | IPP Non-CHP | N |  | N |  | N |  | Y | Y | OS | American Transmission Systems Inc | 56162 | OH | 345 | 138 |  | N
6526 | FirstEnergy Generation Corp | 2838 | FirstEnergy Lake Shore | 6800 S Marginal Drive | Cleveland | OH | 44103 | Cuyahoga | 41.5356 | -81.6419 | RFC | PJM | PJM Interconnection, LLC | Lake Erie | 22 | NR | 2 | IPP Non-CHP | N |  | N |  | N |  | Y | Y | OP | American Transmission Systems Inc | 56162 | OH | 138
58620 | AEP Generation Resources Inc | 2840 | Conesville | 47201 CR 273 | Conesville | OH | 43811 | Coshocton | 40.1842 | -81.8811 | RFC | PJM | PJM Interconnection, LLC | Muskingum River | 22 | NR | 2 | IPP Non-CHP | N |  | N |  | N |  | Y | N | OP | Ohio Power Co | 14006 | OH | 345 |  |  | N | [5 empty] | N
58620 | AEP Generation Resources Inc | 2843 | Picway | US 23 | Lockbourne | OH | 43137 | Pickaway | 39.7933 | -83.0097 | RFC | PJM | PJM Interconnection, LLC | Scioto River | 22 | NR | 2 | IPP Non-CHP | N |  | N |  | N |  | Y | N | OP |  |  |  | 138
4922 | Dayton Power & Light Co | 2847 | Frank M Tait | 2102 Arbor Blvd | Moraine | OH | 45439 | Montgomery | 39.7272 | -84.2111 | RFC | PJM | PJM Interconnection, LLC |  | 22 | RE | 1 | Electric Utility | N |  | N |  | N |  | N | X |  | Dayton Power & Light Co | 4922 | OH | 69 |  |  | N |  | ANR PIPELINE COMPANY |  |  |  | N
4922 | Dayton Power & Light Co | 2848 | O H Hutchings | 9200 Chautauqua Rd | Miamisburg | OH | 45342 | Montgomery | 39.6088 | -84.2921 | RFC | PJM | PJM Interconnection, LLC | Great Miami River | 22 | RE | 1 | Electric Utility | N |  | N |  | N |  | Y | N | OS | Dayton Power & Light Co | 4922 | OH | 69 |  |  | N |  | VECTREN ENERGY DELIVERY OF OHIO |  |  |  | N
4922 | Dayton Power & Light Co | 2850 | J M Stuart | US 52 PO Box 468 | Aberdeen | OH | 45101 | Adams | 38.6361 | -83.6939 | RFC | PJM | PJM Interconnection, LLC | Ohio River | 22 | RE | 1 | Electric Utility | N |  | N |  | N |  | Y | Y | OP | Dayton Power & Light Co | 4922 | OH | 345 |  |  | N | [5 empty] | N
4922 | Dayton Power & Light Co | 2851 | Monument | 1131 East Monument | Dayton | OH | 45402 | Montgomery | 39.7667 | -84.1739 | RFC | PJM | PJM Interconnection, LLC |  | 22 | RE | 1 | Electric Utility | N |  | N |  | N |  | N | X |  | Dayton Power & Light Co | 4922 | OH | 12.4 |  |  | N | [5 empty] | N
4922 | Dayton Power & Light Co | 2852 | Sidney (OH) | 2385 Campbell Road | Sidney | OH | 45365 | Shelby | 40.2792 | -84.191 | RFC | PJM | PJM Interconnection, LLC |  | 22 | RE | 1 | Electric Utility | N |  | N |  | N |  | N | X |  | Dayton Power & Light Co | 4922 | OH | 12.4 |  |  | N | [5 empty] | N
4922 | Dayton Power & Light Co | 2854 | Yankee Street | 9975 Yankee Street | Centerville | OH | 45458 | Montgomery | 39.603 | -84.2047 | RFC | PJM | PJM Interconnection, LLC |  | 22 | RE | 1 | Electric Utility | N |  | N |  | N |  | N | X |  | Dayton Power & Light Co | 4922 | OH | 69 |  |  | N |  | COLUMBIA GAS TRANSMISSION CORP |  |  |  | N
6526 | FirstEnergy Generation Corp | 2857 | FirstEnergy Edgewater | 200 West Oberlin Avenue | Lorain | OH | 44052 | Lorain | 41.4681 | -82.1869 | RFC | PJM | PJM Interconnection, LLC | Lake Erie | 22 | NR | 2 | IPP Non-CHP | N |  | N |  | N |  |  | X |  | American Transmission Systems Inc | 56162 | OH | 69
6526 | FirstEnergy Generation Corp | 2860 | FirstEnergy Mad River | 2341 West National Rd Rt 40 | Springfield | OH | 45504 | Clark | 39.9242 | -83.8508 | RFC | PJM | PJM Interconnection, LLC | Mad River | 22 | NR | 2 | IPP Non-CHP | N |  | N |  | N |  |  | X |  | American Transmission Systems Inc | 56162 | OH | 69
14165 | NRG Power Midwest LP | 2861 | Niles Power Plant | 1047 Belmont Avenue | Niles | OH | 44446 | Trumbull | 41.1669 | -80.7477 | RFC | PJM | PJM Interconnection, LLC | Mahoning River | 22 | NR | 2 | IPP Non-CHP | N |  | N |  | Y | 00-115-000 | Y | N | OS | Ohio Edison Co | 13998 | OH | 23 |  |  | N | [5 empty] | N | N
6526 | FirstEnergy Generation Corp | 2864 | FirstEnergy R E Burger | 57246 Ferry Landing Road | Shadyside | OH | 43947 | Belmont | 39.91 | -80.7608 | RFC | PJM | PJM Interconnection, LLC | Ohio River | 22 | NR | 2 | IPP Non-CHP | N |  | N |  | N |  | N | X |  | American Transmission Systems Inc | 56162 | OH | 138
6526 | FirstEnergy Generation Corp | 2866 | FirstEnergy W H Sammis | State Route 7 | Stratton | OH | 43961 | Jefferson | 40.5317 | -80.6319 | RFC | PJM | PJM Interconnection, LLC | Ohio River | 22 | NR | 2 | IPP Non-CHP | N |  | N |  | N |  | Y | N | OP | American Transmission Systems Inc | 56162 | OH | 345 |  |  | N | [5 empty] | X | X
6526 | FirstEnergy Generation Corp | 2867 | FirstEnergy Toronto | State Route 7 | Toronto | OH | 43964 | Jefferson | 40.4825 | -80.6044 | RFC | PJM | PJM Interconnection, LLC | Ohio River | 22 | NR | 2 | IPP Non-CHP | N |  | N |  | N |  | N | X |  | American Transmission Systems Inc | 56162 | OH
6526 | FirstEnergy Generation Corp | 2869 | FirstEnergy West Lorain | 7101 West Erie Ave. | Lorain | OH | 44053 | Lorain | 41.4294 | -82.2644 | RFC | PJM | PJM Interconnection, LLC | Lake Erie | 22 | NR | 2 | IPP Non-CHP | N |  | N |  | N |  | N | X |  | American Transmission Systems Inc | 56162 | OH | 345 |  |  | N |  | COLUMBIA GAS TRANSMISSION CORP |  |  |  | N | N
58620 | AEP Generation Resources Inc | 2872 | Muskingum River | County Road 32 | Beverly | OH | 45715 | Washington | 39.5908 | -81.6797 | RFC | PJM | PJM Interconnection, LLC | Muskingum River | 22 | NR | 2 | IPP Non-CHP | N |  | N |  | N |  | Y | N | OP | Ohio Power Co | 14006 | OH | 345
14015 | Ohio Valley Electric Corp | 2876 | Kyger Creek | 5758 State Route 7 North | Cheshire | OH | 45620 | Gallia | 38.9144 | -82.1289 | RFC | OVEC | Ohio Valley Electric Corporation | Ohio River | 22 | RE | 1 | Electric Utility | N |  | N |  | N |  | Y | N | OP | Ohio Valley Electric Corp | 14015 | OH | 345 |  |  | N
6526 | FirstEnergy Generation Corp | 2877 | FirstEnergy Acme | 1401 Front Street | Toledo | OH | 43605 | Lucas | 41.6544 | -83.5156 | RFC | PJM | PJM Interconnection, LLC | Maumee River | 22 | NR | 2 | IPP Non-CHP | N |  | N |  | N |  | N | X |  | American Transmission Systems Inc | 56162 | OH
6526 | FirstEnergy Generation Corp | 2878 | FirstEnergy Bay Shore | 4701 Bay Shore Road | Oregon | OH | 43616 | Lucas | 41.6917 | -83.4378 | RFC | PJM | PJM Interconnection, LLC | Lake Erie | 22 | NR | 2 | IPP Non-CHP | N |  | N |  | N |  | Y | N | OS | American Transmission Systems Inc | 56162 | OH | 138 |  |  | N | [5 empty] | X | X
57359 | Richland-Stryker Generation LLC | 2880 | Richland | 801 Carpenter Road | Defiance | OH | 43512 | Defiance | 41.3052 | -84.3346 | RFC | PJM | PJM Interconnection, LLC |  | 22 | NR | 2 | IPP Non-CHP | N |  | N |  | N |  | N | X |  | American Transmission Systems Inc | 56162 | OH | 138 |  |  | N |  | PANHANDLE EASTERN PIPELINE COMPANY |  |  |  | N | X
57359 | Richland-Stryker Generation LLC | 2881 | Stryker | W. Lynn St. | Stryker | OH | 43557 | Williams | 41.5014 | -84.4283 | RFC | PJM | PJM Interconnection, LLC |  | 22 | NR | 2 | IPP Non-CHP | N |  | N |  | N |  | N | X |  | American Transmission Systems Inc | 56162 | OH | 138 |  |  | N | [5 empty] | N | X
768 | City of Arcanum - (OH) | 2902 | Arcanum | 19 Water St | Arcanum | OH | 45304 | Darke | 39.9861 | -84.5503 | RFC | PJM | PJM Interconnection, LLC | Municipality | 22 | RE | 1 | Electric Utility | N |  | N |  | N |  | N | X |  | City of Arcanum - (OH) | 768 | OH | 12.4 |  |  | N |  | None |  |  |  | N | X
2439 | City of Bryan - (OH) | 2903 | Bryan (OH) | 841 East Edgerton | Bryan | OH | 43506 | Williams | 41.4718 | -84.5431 | RFC | PJM | PJM Interconnection, LLC | Municipal Wells | 22 | RE | 1 | Electric Utility | N |  | N |  | N |  | N | X |  | Ohio Power Co | 14006 | OH | 138 | 69 |  | N | OHIO GAS COMPANY | ANR PIPELINE COMPANY | PANHANDLE EASTERN PIPELINE COMPANY |  |  | N | N
3762 | City of Cleveland - (OH) | 2906 | Collinwood | 13611 Aspinwall Avenue | Cleveland | OH | 44110 | Cuyahoga | 41.5569 | -81.588 | RFC | PJM | PJM Interconnection, LLC |  | 22 | RE | 1 | Electric Utility | N |  | N |  | N |  |  | X |  | Cleveland Electric Illum Co | 3755 | OH | 138 |  |  | N |  | DOMINION TRANSMISSION INCORPORATED |  |  |  | N
3762 | City of Cleveland - (OH) | 2908 | Lake Road (OH) | 5251 North Marginal Road | Cleveland | OH | 44114 | Cuyahoga | 41.5278 | -81.6494 | RFC | PJM | PJM Interconnection, LLC | Lake Erie | 22 | RE | 1 | Electric Utility | N |  | N |  | N |  | N | X |  | Cleveland Electric Illum Co | 3755 | OH | 138
3762 | City of Cleveland - (OH) | 2909 | West 41st Street | 2490 West 41st Street | Cleveland | OH | 44113 | Cuyahoga | 41.474 | -81.7145 | RFC | PJM | PJM Interconnection, LLC |  | 22 | RE | 1 | Electric Utility | N |  | N |  | N |  |  | X |  | Cleveland Electric Illum Co | 3755 | OH | 138 |  |  | N |  | DOMINION TRANSMISSION INCORPORATED |  |  |  | N
5336 | City of Dover - (OH) | 2914 | Dover | 303 East Broadway | Dover | OH | 44622 | Tuscarawas | 40.5201 | -81.4681 | RFC | PJM | PJM Interconnection, LLC | Tuscarawas River | 22 | RE | 1 | Electric Utility | N |  | N |  | N |  | N | X |  | City of Dover - (OH) | 5336 | OH | 69 |  |  | N |  | DOMINION TRANSMISSION INCORPORATED |  |  | DOMINION EAST OHIO | X | X
7977 | City of Hamilton - (OH) | 2917 | Hamilton (OH) | 960 N. 3rd Street | Hamilton | OH | 45011 | Butler | 39.4098 | -84.5543 | RFC | PJM | PJM Interconnection, LLC | Great Miami River | 22 | RE | 1 | Electric Utility | N |  | N |  | N |  | N | X |  | City of Hamilton - (OH) | 7977 | OH | 69 |  |  | N | HAMILTON CITY OF | TEXAS EASTERN TRANSMISSION LP |  |  |  | N | X
10830 | City of Lebanon - (OH) | 2921 | Lebanon | 121 West South St. | Lebanon | OH | 45036 | Warren | 39.4322 | -84.2109 | RFC | PJM | PJM Interconnection, LLC |  | 22 | RE | 1 | Electric Utility | N |  | N |  | N |  | N | X |  | City of Lebanon - (OH) | 10830 | OH | 12.4 |  |  | N | [5 empty] | X
13949 | City of Oberlin - (OH) | 2933 | Oberlin (OH) | 289 South Professor Street | Oberlin | OH | 44074 | Lorain | 41.2836 | -82.2194 | RFC | PJM | PJM Interconnection, LLC |  | 22 | RE | 1 | Electric Utility | N |  | N |  | N |  | N | X |  | Ohio Edison Co | 13998 | OH | 69 |  |  | N | COLUMBIA GAS OF OHIO |  |  |  |  | N | X
14194 | City of Orrville - (OH) | 2935 | Orrville | 1100 Perry St. | Orrville | OH | 44667 | Wayne | 40.851 | -81.7658 | RFC | PJM | PJM Interconnection, LLC | Municipality | 22 | RE | 1 | Electric Utility | N |  | N |  | N |  | N | X |  | City of Orrville - (OH) | 14194 | OH | 138 |  |  | N | EAST OHIO GAS COMP DOMINION EAST OH |  |  |  |  | X | X
14381 | City of Painesville | 2936 | Painesville | 325 Richmond Street | Painesville | OH | 44077 | Lake | 41.7265 | -81.254 | RFC | PJM | PJM Interconnection, LLC | Man Made Pond | 22 | RE | 1 | Electric Utility | N |  | N |  | N |  | N | X |  | City of Painesville | 14381 | OH | 138 | 13.2 |  | N | EAST OHIO GAS COMP DOMINION EAST OH |  |  |  |  | N | X
15095 | City of Piqua - (OH) | 2937 | Piqua Power Plant | 919 S. Main Street | Piqua | OH | 45356 | Miami | 40.1338 | -84.2373 | RFC | PJM | PJM Interconnection, LLC | River Miami | 22 | RE | 1 | Electric Utility | N |  | N |  | N |  | N | X |  | City of Piqua - (OH) | 15095 | OH | 69 |  |  | N | [5 empty] | N | N
17891 | City of St Marys - (OH) | 2942 | St Marys | 335 North Chestnut | St. Marys | OH | 45885 | Auglaize | 40.5458 | -84.3889 | RFC | PJM | PJM Interconnection, LLC | Grand Lake St Marys | 22 | RE | 1 | Electric Utility | N |  | N |  | N |  | N | X |  | City of St Marys - (OH) | 17891 | OH | 12.47 |  |  | N | Other - See pipeline notes. |  |  |  |  | X | X
17043 | City of Shelby - (OH) | 2943 | Shelby Municipal Light Plant | 34 Mansfield Ave. | Shelby | OH | 44875 | Richland | 40.88 | -82.6567 | RFC | PJM | PJM Interconnection, LLC | Municipality | 22 | RE | 1 | Electric Utility | N |  | N |  | N |  | N | X |  | City of Shelby - (OH) | 17043 | OH | 12.5 |  |  | N | COLUMBIA GAS OF OHIO |  |  |  |  | N
20977 | City of Woodsfield - (OH) | 2945 | Anadarko | 203 Roy St | Woodsfield | OH | 43793 | Monroe | 39.757 | -81.1155 | RFC | PJM | PJM Interconnection, LLC | Municipality | 22 | RE | 1 | Electric Utility | N |  | N |  | N |  |  | X |  | Ohio Power Co | 14006 | OH | 69 |  |  | N |  | DOMINION TRANSMISSION INCORPORATED |  |  |  | N
14063 | Oklahoma Gas & Electric Co | 2947 | Arbuckle | NA | NA | OK | 73086 | Murray | 34.5117 | -96.9797 | SPP | SWPP | Southwest Power Pool | Wells | 22 | RE | 1 | Electric Utility | N |  | N |  | N |  | N | X
14063 | Oklahoma Gas & Electric Co | 2950 | Enid | 2318 Leona Mitchell Dr. | Enid | OK | 73701 | Garfield | 36.3713 | -97.8737 | SPP | SWPP | Southwest Power Pool |  | 22 | RE | 1 | Electric Utility | N |  | N |  | N |  | N | X |  | Oklahoma Gas & Electric Co | 14063 | OK | 69
14063 | Oklahoma Gas & Electric Co | 2951 | Horseshoe Lake | 19801 NE 36th Street | Harrah | OK | 73045 | Oklahoma | 35.5087 | -97.1797 | SPP | SWPP | Southwest Power Pool | Horseshoe Lake | 22 | RE | 1 | Electric Utility | N |  | N |  | N |  | N | X |  | Oklahoma Gas & Electric Co | 14063 | OK | 138 | 69 |  | N |  | ENABLE OKLAHOMA INTRASTATE TRANS LLC |  |  |  | N | X
14063 | Oklahoma Gas & Electric Co | 2952 | Muskogee | 5501 Three Forks Road | Fort Gibson | OK | 74434 | Muskogee | 35.7614 | -95.2873 | SPP | SWPP | Southwest Power Pool | Arkansas River | 22 | RE | 1 | Electric Utility | N |  | N |  | N |  | Y | Y | OS | Oklahoma Gas & Electric Co | 14063 | OK | 345 |  |  | N |  | ENABLE OKLAHOMA INTRASTATE TRANS LLC |  |  |  | N | X
14063 | Oklahoma Gas & Electric Co | 2953 | Mustang | 501 Mustang Plant Rd. | Oklahoma City | OK | 73127 | Canadian | 35.4699 | -97.675 | SPP | SWPP | Southwest Power Pool | Municipality | 22 | RE | 1 | Electric Utility | N |  | N |  | N |  | N | X |  | Oklahoma Gas & Electric Co | 14063 | OK | 138 | 69 |  | N |  | ENABLE OKLAHOMA INTRASTATE TRANS LLC |  |  |  | N | X
14063 | Oklahoma Gas & Electric Co | 2956 | Seminole (OK) | 14102 Old Highway 99 | Konowa | OK | 74849 | Seminole | 34.9665 | -96.7258 | SPP | SWPP | Southwest Power Pool | South Canadian River/ Wells | 22 | RE | 1 | Electric Utility | N |  | N |  | N |  | N | X |  | Oklahoma Gas & Electric Co | 14063 | OK | 345 | 138 |  | N |  | ENABLE OKLAHOMA INTRASTATE TRANS LLC |  |  |  | N | X
14063 | Oklahoma Gas & Electric Co | 2958 | Woodward | Woodward Lakeview Drive | Woodward | OK | 73801 | Woodward | 36.3754 | -99.3702 | SPP | SWPP | Southwest Power Pool |  | 22 | RE | 1 | Electric Utility | N |  | N |  | N |  | N | X |  | Oklahoma Gas & Electric Co | 14063 | OK | 24
15474 | Public Service Co of Oklahoma | 2963 | Northeastern | Highway 169 & 88 | Oologah | OK | 74053 | Rogers | 36.4317 | -95.7008 | SPP | SWPP | Southwest Power Pool | Verdigris River | 22 | RE | 1 | Electric Utility | N |  | N |  | N |  | Y | N | OP | Public Service Co of Oklahoma | 15474 | OK | 345 |  |  | N |  | ENABLE OKLAHOMA INTRASTATE TRANS LLC |  |  |  | N | X
15474 | Public Service Co of Oklahoma | 2964 | Southwestern | 32034 County Street 2605 | Anadarko | OK | 73005 | Caddo | 35.1009 | -98.3524 | SPP | SWPP | Southwest Power Pool | Municipality | 22 | RE | 1 | Electric Utility | N |  | N |  | N |  | N | X |  | Public Service Co of Oklahoma | 15474 | OK | 138 |  |  | N |  | ENABLE OKLAHOMA INTRASTATE TRANS LLC |  |  |  | X | X
15474 | Public Service Co of Oklahoma | 2965 | Tulsa | 3600 S. Elwood | Tulsa | OK | 74102 | Tulsa | 36.1165 | -95.991 | SPP | SWPP | Southwest Power Pool | Arkansas River | 22 | RE | 1 | Electric Utility | N |  | N |  | N |  |  | X |  | Public Service Co of Oklahoma | 15474 | OK | 138 |  |  | N |  | ENABLE OKLAHOMA INTRASTATE TRANS LLC | ONEOK GAS TRANSPORTATION |  |  | N | X
15474 | Public Service Co of Oklahoma | 2966 | Weleetka | South of City | Weleetka | OK | 74880 | Okfuskee | 35.3233 | -96.1352 | SPP | SWPP | Southwest Power Pool |  | 22 | RE | 1 | Electric Utility | N |  | N |  | N |  |  | X |  | Public Service Co of Oklahoma | 15474 | OK | 138 |  |  | N |  | ENABLE OKLAHOMA INTRASTATE TRANS LLC |  |  |  | N | X
4667 | City of Cushing - (OK) | 2975 | Cushing | 300 North Seay | Cushing | OK | 74023 | Payne | 35.9826 | -96.7757 | SPP | SWPP | Southwest Power Pool | Municipality | 22 | RE | 1 | Electric Utility | N |  | N |  | N |  |  | X |  | Grand River Dam Authority | 7490 | OK | 69 |  |  | N | CENTERPOINT ENERGY ARKLA | CENTERPOINT ENERGY INTRASTATE PL LLC |  |  |  | N | N
7490 | Grand River Dam Authority | 2980 | Markham | 4221 E 545 RD | Locust Grove | OK | 74352 | Mayes | 36.2317 | -95.1822 | SPP | SWPP | Southwest Power Pool | Grand Neosho | 22 | RE | 1 | Electric Utility | N |  | N |  | N |  | N | X |  | Grand River Dam Authority | 7490 | OK | 161 | 115 |  | N
7490 | Grand River Dam Authority | 2981 | Pensacola | Junction 82 & 28 | Langley | OK | 74350 | Mayes | 36.4675 | -95.0414 | SPP | SWPP | Southwest Power Pool | Grand Neosho | 22 | RE | 1 | Electric Utility | N |  | N |  | N |  | N | X |  | Grand River Dam Authority | 7490 | OK | 69 | 161 |  | N
7490 | Grand River Dam Authority | 2982 | Salina | 620 S. 4437 RD | Salina | OK | 74365 | Mayes | 36.2647 | -95.1036 | SPP | SWPP | Southwest Power Pool | Lake Hudson | 22 | RE | 1 | Electric Utility | N |  | N |  | N |  | N | X |  | Grand River Dam Authority | 7490 | OK | 161 |  |  | Y
27470 | USCE-Tulsa District | 2984 | Keystone Dam | 23115 West Wekiwa Rd | Sand Springs | OK | 74063 | Tulsa | 36.1508 | -96.2517 | SPP | SWPP | Southwest Power Pool | Arkansas River | 22 | RE | 1 | Electric Utility | N |  | N |  | N |  | N | X |  | Southwestern Power Administration | 17716 |  | 138 |  |  | N | [5 empty] | X | X
27470 | USCE-Tulsa District | 2985 | Robert S Kerr | 29759 Powerhouse Rd | Keota | OK | 74955 | Sequoyah | 35.3445 | -94.7755 | SPP | SPA | Southwestern Power Administration | Arkansas River | 22 | RE | 1 | Electric Utility | N |  | N |  | N |  | N | X |  | Southwestern Power Administration | 17716 |  | 161 |  |  | N
10320 | City of Kingfisher - (OK) | 2986 | Kingfisher | 301 North Main | Kingfisher | OK | 73750 | Kingfisher | 35.8575 | -97.9277 | SPP | SWPP | Southwest Power Pool | Municipality | 22 | RE | 1 | Electric Utility | N |  | N |  | N |  | N | X |  | Oklahoma Gas & Electric Co | 14063 | OK | 69 |  |  | N | OKLAHOMA NATURAL GAS CO |  |  |  |  | N | X
27470 | USCE-Tulsa District | 2987 | Webbers Falls | Route 1, Box 145 | Webbers Falls | OK | 74470 | Muskogee | 35.5531 | -95.1708 | SPP | SPA | Southwestern Power Administration | Arkansas River | 22 | RE | 1 | Electric Utility | N |  | N |  | N |  | N | X |  | Southwestern Power Administration | 17716 |  | 161 |  |  | N
11566 | City of Mangum - (OK) | 2991 | Mangum | 100 North Lewis Tittle | Mangum | OK | 73554 | Greer | 34.8836 | -99.5022 | SPP | SWPP | Southwest Power Pool | River | 22 | RE | 1 | Electric Utility | N |  | N |  | N |  | N | X |  | City of Mangum - (OK) | 11566 | OK | 69 |  |  | N | CENTERPOINT ENERGY ARKLA |  |  |  |  | N | X
14582 | City of Pawhuska - (OK) | 2995 | Pawhuska | 701 West 10th | Pawhuska | OK | 74056 | Osage | 36.6694 | -96.3474 | SPP | SWPP | Southwest Power Pool | Municipality | 22 | RE | 1 | Electric Utility | N |  | N |  | N |  | N | X |  | Public Service Co of Oklahoma | 15474 | OK | 138 |  |  | N |  | SOUTHERN STAR CENTRAL GAS PIPELINE |  |  |  | N | X
18125 | Stillwater Utilities Authority | 3000 | Boomer Lake Station | 1 Boomer Lake Station Drive | Stillwater | OK | 74075 | Payne | 36.1438 | -97.0681 | SPP | SWPP | Southwest Power Pool | Boomer Lake | 22 | RE | 1 | Electric Utility | N |  | N |  | N |  | N | X |  | Stillwater Utilities Authority | 18125 | OK | 13 |  |  | N | OKLAHOMA NATURAL GAS CO |  |  |  |  | N | X
27470 | USCE-Tulsa District | 3003 | Fort Gibson | 21391 State Hwy 251 A | Fort Gibson | OK | 74434 | Cherokee | 35.8693 | -95.2269 | SPP | SPA | Southwestern Power Administration | Grand River | 22 | RE | 1 | Electric Utility | N |  | N |  | N |  | N | X |  | Southwestern Power Administration | 17716 |  | 161 |  |  | N
27470 | USCE-Tulsa District | 3004 | Tenkiller Ferry | Route 1, Box 259P | Gore | OK | 74435 | Sequoyah | 35.595 | -95.0511 | SPP | SPA | Southwestern Power Administration | Illinois River | 22 | RE | 1 | Electric Utility | N |  | N |  | N |  | N | X |  | Southwestern Power Administration | 17716 |  | 161 |  |  | N
20447 | Western Farmers Elec Coop, Inc | 3006 | Anadarko Plant | 701 NE 7TH STREET | Anadarko | OK | 73005 | Caddo | 35.0847 | -98.23 | SPP | SWPP | Southwest Power Pool | Lake | 22 | RE | 1 | Electric Utility | N |  | N |  | N |  | N | X |  | Western Farmers Elec Coop, Inc | 20447 |  | 138 |  |  | N | ONEOK FIELD SERVICES |  |  |  |  | N | X
20447 | Western Farmers Elec Coop, Inc | 3008 | Mooreland | Junction Hwy. 50 & 412 | Mooreland | OK | 73852 | Woodward | 36.4372 | -99.2254 | SPP | SWPP | Southwest Power Pool | Wells | 22 | RE | 1 | Electric Utility | N |  | N |  | N |  | N | X |  | Oklahoma Gas & Electric Co | 14063 | OK | 138 |  |  | N | ONEOK FIELD SERVICES |  |  |  |  | N | X
9191 | Idaho Power Co | 3013 | Hells Canyon | 22 Miles N of OR Highway 86 | Oxbow | OR | 97840 | Wallowa | 45.2439 | -116.7008 | WECC | IPCO | Idaho Power Company | Snake River | 22 | RE | 1 | Electric Utility | N |  | N |  | N |  | N | X |  | Idaho Power Co | 9191 | OR | 230 |  |  | N | [5 empty] | X | X
9191 | Idaho Power Co | 3014 | Oxbow (OR) | OR Highway 86 at the Snake R. | Oxbow | OR | 97840 | Baker | 44.9716 | -116.835 | WECC | IPCO | Idaho Power Company | Snake River | 22 | RE | 1 | Electric Utility | N |  | N |  | N |  |  | X |  | Idaho Power Co | 9191 | OR | 230 |  |  | N | [5 empty] | X | X
14354 | PacifiCorp | 3020 | Clearwater 1 | Nfd 300 Road | Idleyld Park | OR | 97447 | Douglas | 43.2512 | -122.3379 | WECC | PACW | PacifiCorp - West | Clearwater River | 22 | RE | 1 | Electric Utility | N |  | N |  | N |  |  | X |  | PacifiCorp | 14354 | OR | 115 |  |  | N
14354 | PacifiCorp | 3021 | Clearwater 2 | Nfd 075 Road | Idleyld Park | OR | 97447 | Douglas | 43.2669 | -122.4098 | WECC | PACW | PacifiCorp - West | Clearwater River | 22 | RE | 1 | Electric Utility | N |  | N |  | N |  |  | X |  | PacifiCorp | 14354 | OR | 115 |  |  | N
14354 | PacifiCorp | 3024 | Eagle Point | 2405 Borphy Road | Eagle Point | OR | 97524 | Jackson | 42.5146 | -122.7571 | WECC | PACW | PacifiCorp - West | South Fork Big Butte Creek | 22 | RE | 1 | Electric Utility | N |  | N |  | N |  |  | X |  | PacifiCorp | 14354 | OR | 115 |  |  | N
14354 | PacifiCorp | 3025 | East Side | Conger Avenue | Klamath Falls | OR | 97601 | Klamath | 42.2248 | -121.7955 | WECC | PACW | PacifiCorp - West | Link River | 22 | RE | 1 | Electric Utility | N |  | N |  | N |  |  | X |  | PacifiCorp | 14354 | OR | 69 |  |  | N
14354 | PacifiCorp | 3026 | Fish Creek | Highway 138 | Idleyld Park | OR | 97447 | Douglas | 43.2742 | -122.449 | WECC | PACW | PacifiCorp - West | Fish Creek | 22 | RE | 1 | Electric Utility | N |  | N |  | N |  |  | X |  | PacifiCorp | 14354 | OR | 115 |  |  | N
14354 | PacifiCorp | 3028 | John C Boyle | 26020 Highway 66 | Keno | OR | 97627 | Klamath | 42.0936 | -122.0703 | WECC | PACW | PacifiCorp - West | Klamath River | 22 | RE | 1 | Electric Utility | N |  | N |  | N |  |  | X |  | PacifiCorp | 14354 | OR | 230 |  |  | N
14354 | PacifiCorp | 3029 | Lemolo 1 | Lemolo Plant Road | Idleyld Park | OR | 97447 | Douglas | 43.3558 | -122.2494 | WECC | PACW | PacifiCorp - West | North Umpqua River | 22 | RE | 1 | Electric Utility | N |  | N |  | N |  |  | X |  | PacifiCorp | 14354 | OR | 115 |  |  | N
14354 | PacifiCorp | 3031 | Powerdale | 548 Highway 35 | Hood River | OR | 97031 | Hood River | 45.7039 | -121.5042 | WECC | PACW | PacifiCorp - West | Hood River | 22 | RE | 1 | Electric Utility | N |  | N |  | N |  |  | X |  | PacifiCorp | 14354 | OR | 69 |  |  | N
14354 | PacifiCorp | 3032 | Prospect 1 | 111 Mill Creek Drive | Prospect | OR | 97536 | Jackson | 42.7307 | -122.5151 | WECC | PACW | PacifiCorp - West | North Fork Rogue River | 22 | RE | 1 | Electric Utility | N |  | N |  | N |  |  | X |  | PacifiCorp | 14354 | OR | 69 |  |  | N
14354 | PacifiCorp | 3033 | Prospect 2 | 111 Mill Creek Drive | Prospect | OR | 97536 | Jackson | 42.7312 | -122.514 | WECC | PACW | PacifiCorp - West | North Fork Rogue River | 22 | RE | 1 | Electric Utility | N |  | N |  | N |  |  | X |  | PacifiCorp | 14354 | OR | 69 |  |  | N
14354 | PacifiCorp | 3034 | Prospect 3 | Roque River National Forrest | Prospect | OR | 97536 | Jackson | 42.7306 | -122.4185 | WECC | PACW | PacifiCorp - West | South Fork Rogue River | 22 | RE | 1 | Electric Utility | N |  | N |  | N |  |  | X |  | PacifiCorp | 14354 | OR | 69 |  |  | N
14354 | PacifiCorp | 3035 | Prospect 4 | 111 Mill Creek Drive | Prospect | OR | 97536 | Jackson | 42.7331 | -122.5151 | WECC | PACW | PacifiCorp - West | North Fork Rogue River | 22 | RE | 1 | Electric Utility | N |  | N |  | N |  |  | X |  | PacifiCorp | 14354 | OR | 69 |  |  | N
14354 | PacifiCorp | 3036 | Slide Creek | Nfd 010 Road | Idleyld Park | OR | 97447 | Douglas | 43.2939 | -122.4728 | WECC | PACW | PacifiCorp - West | North Umpqua River | 22 | RE | 1 | Electric Utility | N |  | N |  | N |  |  | X |  | PacifiCorp | 14354 | OR | 115 |  |  | N
14354 | PacifiCorp | 3037 | Soda Springs | Nfd 011 | Idleyld Park | OR | 97447 | Douglas | 43.3061 | -122.5014 | WECC | PACW | PacifiCorp - West | North Fork Umpqua River | 22 | RE | 1 | Electric Utility | N |  | N |  | N |  |  | X |  | PacifiCorp | 14354 | OR | 115 |  |  | N
14354 | PacifiCorp | 3040 | Toketee Falls | Toketee Falls & Hwy 138 | Idleyld Park | OR | 97447 | Douglas | 43.2727 | -122.4475 | WECC | PACW | PacifiCorp - West | North Fork Umpqua River | 22 | RE | 1 | Electric Utility | N |  | N |  | N |  |  | X |  | PacifiCorp | 14354 | OR | 115 |  |  | N
14354 | PacifiCorp | 3041 | Wallowa Falls | Wallowa Lake Hwy | Joseph | OR | 97846 | Wallowa | 45.2667 | -117.2127 | WECC | PACW | PacifiCorp - West | East Fork Wallowa River | 22 | RE | 1 | Electric Utility | N |  | N |  | N |  |  | X |  | PacifiCorp | 14354 | OR | 20 |  |  | N
15248 | Portland General Electric Co | 3044 | Bull Run Hydro | 13151 SE Bull Run Rd | Sandy | OR | 97055 | Clackamas | 45.429 | -122.2339 | WECC | PGE | Portland General Electric Company | Big Sandy River | 22 | RE | 1 | Electric Utility | N |  | N |  | N |  | N | X |  | Portland General Electric Company | 15248 | OR | 57 |  |  | N | [5 empty] | X
15248 | Portland General Electric Co | 3045 | Faraday | 33831 Faraday Rd | Estacada | OR | 97023 | Clackamas | 45.268 | -122.3201 | WECC | PGE | Portland General Electric Company | Clackamas River | 22 | RE | 1 | Electric Utility | N |  | N |  | N |  | N | X |  | Portland General Electric Co | 15248 | OR | 115 |  |  | N | [5 empty] | X
15248 | Portland General Electric Co | 3047 | North Fork | 33831 Faraday Rd | Estacada | OR | 97023 | Clackamas | 45.2433 | -122.2799 | WECC | PGE | Portland General Electric Company | Clackamas River | 22 | RE | 1 | Electric Utility | N |  | N |  | N |  | N | X |  | Portland General Electric Co | 15248 | OR | 115 |  |  | N | [5 empty] | X
15248 | Portland General Electric Co | 3048 | Pelton | 4133 NW Pelton Dam Rd | Madras | OR | 97741 | Jefferson | 44.6944 | -121.2314 | WECC | PGE | Portland General Electric Company | Deschutes River | 22 | RE | 1 | Electric Utility | N |  | N |  | N |  | N | X |  | Portland General Electric Co | 15248 | OR | 230 |  |  | N | [5 empty] | N
15248 | Portland General Electric Co | 3049 | River Mill | Kilowatt Rd | Estacada | OR | 97023 | Clackamas | 45.3 | -122.35 | WECC | PGE | Portland General Electric Company | Clackamas River | 22 | RE | 1 | Electric Utility | N |  | N |  | N |  | N | X |  | Portland General Electric Co | 15248 | OR | 57 |  |  | N | [5 empty] | X
15248 | Portland General Electric Co | 3050 | Round Butte | 726 SW Lower Bend Rd | Madras | OR | 97741 | Jefferson | 44.6058 | -121.2773 | WECC | PGE | Portland General Electric Company | Deschutes River | 22 | RE | 1 | Electric Utility | N |  | N |  | N |  | N | X |  | Portland General Electric Co | 15248 | OR | 230 |  |  | N | [5 empty] | X
15248 | Portland General Electric Co | 3053 | Sullivan | 4303 Willamette Falls Dr | West Linn | OR | 97068 | Clackamas | 45.354 | -122.619 | WECC | PGE | Portland General Electric Company | Willamette River | 22 | RE | 1 | Electric Utility | N |  | N |  | N |  | N | X |  | Portland General Electric Co | 15248 | OR | 57 |  |  | N | [5 empty] | X
6013 | Eugene Water & Electric Board | 3067 | Carmen Smith | 59727 McKenzie Highway | McKenzie Bridge | OR | 97413 | Linn | 44.286 | -122.0414 | WECC | BPAT | Bonneville Power Administration | McKenzie River, Smith River | 22 | RE | 1 | Electric Utility | N |  | N |  | N |  | N | X |  | City of Eugene - (OR) | 6022 | OR | 115 |  |  | N | [5 empty] | N | X
6013 | Eugene Water & Electric Board | 3068 | Leaburg | 42520 McKenzie Hwy | Springfield | OR | 97477 | Lane | 44.1011 | -122.6892 | WECC | BPAT | Bonneville Power Administration | McKenzie River | 22 | RE | 1 | Electric Utility | N |  | N |  | N |  | N | X |  | City of Eugene - (OR) | 6022 | OR | 69 |  |  | N | [5 empty] | N | X
6013 | Eugene Water & Electric Board | 3071 | Walterville | 38655 Camp Creek Rd | Springfield | OR | 97477 | Lane | 44.0696 | -122.835 | WECC | BPAT | Bonneville Power Administration | McKenzie River | 22 | RE | 1 | Electric Utility | N |  | N |  | N |  | N | X |  | City of Eugene - (OR) | 6022 | OR | 69 |  |  | N | [5 empty] | N | X
19400 | USACE Northwestern Division | 3074 | Big Cliff | P.O. BOX 429 | Lowell | OR | 97452 | Marion | 44.7514 | -122.2832 | WECC | BPAT | Bonneville Power Administration | North Santiam River | 22 | RE | 1 | Electric Utility | N |  | N |  | N |  | N | X |  | Bonneville Power Administration | 1738 | OR | 13.8 |  |  | N | [5 empty] | X | X
19400 | USACE Northwestern Division | 3075 | Bonneville | ATTN: Project Office | Cascade Locks | OR | 97014 | Multnomah | 45.6441 | -121.941 | WECC | BPAT | Bonneville Power Administration | Columbia River | 22 | RE | 1 | Electric Utility | N |  | N |  | N |  | N | X |  | Bonneville Power Administration | 1738 | OR | 230 | 115 |  | N | [5 empty] | X | X
19400 | USACE Northwestern Division | 3076 | Cougar | P.O. BOX 429 | Lowell | OR | 97452 | Lane | 44.1307 | -122.2439 | WECC | BPAT | Bonneville Power Administration | South Fork Mckensie River | 22 | RE | 1 | Electric Utility | N |  | N |  | N |  | N | X |  | Bonneville Power Administration | 1738 | OR | 115 |  |  | N | [5 empty] | X | X
19400 | USACE Northwestern Division | 3077 | Detroit | P.O. BOX 429 | Lowell | OR | 97452 | Marion | 44.7224 | -122.2511 | WECC | BPAT | Bonneville Power Administration | North Santiam River | 22 | RE | 1 | Electric Utility | N |  | N |  | N |  | N | X |  | Bonneville Power Administration | 1738 | OR | 230 |  |  | N | [5 empty] | X | X
19400 | USACE Northwestern Division | 3078 | Dexter | P.O. BOX 429 | Lowell | OR | 97452 | Lane | 43.9242 | -122.8055 | WECC | BPAT | Bonneville Power Administration | Middle Fork Willamette River | 22 | RE | 1 | Electric Utility | N |  | N |  | N |  | N | X |  | Bonneville Power Administration | 1738 | OR | 115 |  |  | N | [5 empty] | X | X
19400 | USACE Northwestern Division | 3080 | Green Peter | P.O. BOX 429 | Lowell | OR | 97452 | Linn | 44.4494 | -122.5494 | WECC | BPAT | Bonneville Power Administration | South Santiam River | 22 | RE | 1 | Electric Utility | N |  | N |  | N |  | N | X |  | Bonneville Power Administration | 1738 | OR | 115 |  |  | N | [5 empty] | X | X
19400 | USACE Northwestern Division | 3081 | Hills Creek | P.O. Box 429 | Lowell | OR | 97452 | Lane | 43.7107 | -122.4238 | WECC | BPAT | Bonneville Power Administration | Middle Fork Willamette River | 22 | RE | 1 | Electric Utility | N |  | N |  | N |  | N | X |  | Bonneville Power Administration | 1738 | OR | 115 |  |  | N | [5 empty] | X | X
19400 | USACE Northwestern Division | 3082 | John Day | P.O. BOX 564 | The Dalles | OR | 97058 | Sherman | 45.7164 | -120.6941 | WECC | BPAT | Bonneville Power Administration | Columbia River | 22 | RE | 1 | Electric Utility | N |  | N |  | N |  | N | X |  | Bonneville Power Administration | 1738 | OR | 500 |  |  | N | [5 empty] | X | X
19400 | USACE Northwestern Division | 3083 | Lookout Point | P.O. BOX 429 | Lowell | OR | 97452 | Lane | 43.9153 | -122.7531 | WECC | BPAT | Bonneville Power Administration | Middle Fork Willamette River | 22 | RE | 1 | Electric Utility | N |  | N |  | N |  | N | X |  | Bonneville Power Administration | 1738 | OR | 115 |  |  | N | [5 empty] | X | X
19400 | USACE Northwestern Division | 3084 | McNary | P.O. BOX 1230 | Umatilla | OR | 97882 | Umatilla | 45.9402 | -119.2988 | WECC | BPAT | Bonneville Power Administration | Columbia And Snake Rivers | 22 | RE | 1 | Electric Utility | N |  | N |  | N |  | N | X |  | Bonneville Power Administration | 1738 | OR | 230 |  |  | N | [5 empty] | X | X
14165 | NRG Power Midwest LP | 3096 | Brunot Island | 2849 West Carson Street | Pittsburg | PA | 15204 | Allegheny | 40.4649 | -80.0438 | RFC | PJM | PJM Interconnection, LLC | Ohio River | 22 | NR | 2 | IPP Non-CHP | N |  | N |  | Y | 00-115-000 | N | X |  | Duquesne Light Co | 5487 | PA | 138 | 69 |  | N |  | DOMINION TRANSMISSION INCORPORATED |  |  |  | N | N
14165 | NRG Power Midwest LP | 3098 | Elrama Power Plant | 30 Duquesne Light Way | Elrama | PA | 15038 | Washington | 40.2518 | -79.918 | RFC | PJM | PJM Interconnection, LLC | Monongahela River | 22 | NR | 2 | IPP Non-CHP | N |  | N |  | Y | 00-115-000 | Y | Y | OS | Duquesne Light Co | 5487 | PA | 138 |  |  | N | [5 empty] | N | N
14165 | NRG Power Midwest LP | 3099 | F R Phillips | 1249 Erie Ave. | Crescent Township | PA | 15046 | Allegheny | 40.5758 | -80.2286 | RFC |  |  | Ohio River | 22 | NR | 2 | IPP Non-CHP | N |  | N |  | N |  | N | X | [7 empty] | N | [5 empty] | N | N
17235 | NRG REMA LLC | 3109 | Hamilton (PA) | 100 Mummerts Church Road | East Berlin | PA | 17325 | Adams | 39.9087 | -76.9885 | RFC | PJM | PJM Interconnection, LLC |  | 22 | NR | 2 | IPP Non-CHP | N |  | N |  | Y | 00-248-000, 01-211-000 | N | X |  | Metropolitan Edison Co | 12390 | PA | 115 |  |  | N | [5 empty] | N | N
17235 | NRG REMA LLC | 3110 | Hunterstown | 1890 Granite Station Road | Gettysburg | PA | 17325 | Adams | 39.8662 | -77.1648 | RFC | PJM | PJM Interconnection, LLC |  | 22 | NR | 2 | IPP Non-CHP | N |  | N |  | Y | 00-248-000, 01-211-000 | N | X |  | Metropolitan Edison Co | 12390 | PA | 115 |  |  | N | COLUMBIA GAS DIST CO |  |  |  |  | N | N
17235 | NRG REMA LLC | 3111 | Mountain | 1 Mount Street | Mount Holly Springs | PA | 17065 | Cumberland | 40.1229 | -77.1723 | RFC | PJM | PJM Interconnection, LLC |  | 22 | NR | 2 | IPP Non-CHP | N |  | N |  | Y | 00-248-000, 01-211-000 | N | X |  | Metropolitan Edison Co | 12390 | PA | 115 |  |  | N | UGI PENN NATURAL GAS |  |  |  |  | N | N
17235 | NRG REMA LLC | 3112 | Orrtanna | 1745 Knoxlyn-Ortanna Road | Orrtanna | PA | 17353 | Adams | 39.8442 | -77.3508 | RFC | PJM | PJM Interconnection, LLC |  | 22 | NR | 2 | IPP Non-CHP | N |  | N |  | Y | 00-248-000, 01-211-000 | N | X |  | Metropolitan Edison Co | 12390 | PA | 115 |  |  | N
17235 | NRG REMA LLC | 3113 | Portland (PA) | 5027 River Road | Mt. Bethel | PA | 18351 | Northampton | 40.9102 | -75.0794 | RFC | PJM | PJM Interconnection, LLC | Delaware River | 22 | NR | 2 | IPP Non-CHP | N |  | N |  | Y | 00-248-000, 01-211-000 | N | X |  | Metropolitan Edison Co | 12390 | PA | 230 |  |  | N | UGI PENN NATURAL GAS |  |  |  |  | N | X
17235 | NRG REMA LLC | 3114 | Shawnee (PA) | Route 209 | East Stroudsburg | PA | 18324 | Monroe | 41.0612 | -75.0582 | RFC | PJM | PJM Interconnection, LLC |  | 22 | NR | 2 | IPP Non-CHP | N |  | N |  | Y | 00-248-000, 01-211-000 | N | X |  | Metropolitan Edison Co | 12390 | PA | 34.5 |  |  | N
17235 | NRG REMA LLC | 3115 | Titus | 296 Poplar Neck Road | Birsboro | PA | 19508 | Berks | 40.3056 | -75.9081 | RFC | PJM | PJM Interconnection, LLC | Schuylkill River | 22 | NR | 2 | IPP Non-CHP | N |  | N |  | Y | 00-248-000, 01-211-000 | N | X |  | Metropolitan Edison Co | 12390 | PA | 69 |  |  | N |  | None |  |  |  | N | N
17235 | NRG REMA LLC | 3116 | Tolna | Route 851 | Stewartstown | PA | 17363 | York | 39.7606 | -76.6353 | RFC | PJM | PJM Interconnection, LLC |  | 22 | NR | 2 | IPP Non-CHP | N |  | N |  | Y | 00-248-000, 01-211-000 | N | X |  | Metropolitan Edison Co | 12390 | PA | 115 |  |  | N
56065 | York Haven Power Company LLC | 3117 | York Haven | Locust St & 1 Hydro Park Drive | York Haven | PA | 17370 | York | 40.1136 | -76.712 | RFC | PJM | PJM Interconnection, LLC | Willis Run | 22 | NR | 2 | IPP Non-CHP | N |  | Y | 07-506 | N |  | N | X |  | Metropolitan Edison Co | 12390 | PA | 115 |  |  | N | [5 empty] | X | X
15873 | GenOn Northeast Management Company | 3118 | Conemaugh | 1442 Power Plant Road | New Florence | PA | 15944 | Indiana | 40.3842 | -79.0611 | RFC | PJM | PJM Interconnection, LLC | Conemaugh River | 22 | NR | 2 | IPP Non-CHP | N |  | N |  | Y | 01-45-000, 01-45-000, 06-28-000, 01-43-000, 01-42-000 | Y | Y | OP | Pennsylvania Electric Co | 14711 | PA | 500 |  |  | N | PEOPLES GAS SYS | DOMINION TRANSMISSION INCORPORATED |  |  |  | N | N
17235 | NRG REMA LLC | 3120 | Blossburg | North Route 15 | Blossburg | PA | 16912 | Tioga | 41.7065 | -77.0818 | RFC | PJM | PJM Interconnection, LLC |  | 22 | NR | 2 | IPP Non-CHP | N |  | N |  | Y | 00-248-000, 01-211-000 | N | X |  | Pennsylvania Electric Co | 14711 | PA | 34.5 |  |  | N | UGI CENTRAL PENN GAS INC |  |  |  |  | N | N
58615 | NRG Homer City Services LLC | 3122 | Homer City Generating Station | 1750 Power Plant Road | Homer City | PA | 15748 | Indiana | 40.5128 | -79.1961 | RFC | PJM | PJM Interconnection, LLC | Two Lick Creek | 22 | NR | 2 | IPP Non-CHP | N |  | N |  | Y | 99-75-000 | N | X |  | West Penn Power Company | 20387 | PA | 345 |  |  | N
54679 | BP Piney & Deep Creek LLC | 3124 | Piney | 2000 River Road | Clarion | PA | 16214 | Clarion | 41.1921 | -79.4335 | RFC | PJM | PJM Interconnection, LLC | Clarion River | 22 | NR | 2 | IPP Non-CHP | N |  | N |  | Y | 00-248-000 | N | X |  | Pennsylvania Electric Co | 14711 | PA | 115 |  |  | N | [5 empty] | N | N
54885 | NRG Wholesale Generation LP | 3130 | Seward (PA) | 595 Plant Road | New Florence | PA | 15944 | Indiana | 40.4062 | -79.0337 | RFC | PJM | PJM Interconnection, LLC | Conemaugh River | 22 | NR | 2 | IPP Non-CHP | N |  | N |  | Y | 01-310-000, 00-248-000, 04-77-000 | N | X |  | Pennsylvania Electric Co | 14711 | PA | 235 |  |  | N | [5 empty] | N | N
17235 | NRG REMA LLC | 3131 | Shawville | 250 Power Plant Drive | Shawville | PA | 16873 | Clearfield | 41.0675 | -78.3662 | RFC | PJM | PJM Interconnection, LLC | Susquehanna River | 22 | NR | 2 | IPP Non-CHP | N |  | N |  | Y | 00-248-000, 01-211-000 | Y | Y | OP | Pennsylvania Electric Co | 14711 | PA | 230 |  |  | N |  | DOMINION TRANSMISSION INCORPORATED |  |  |  | N | N
17235 | NRG REMA LLC | 3132 | Warren | 2325 Pennsylvania Ave., W. Ext | Warren | PA | 16365 | Warren | 41.8359 | -79.1887 | RFC | PJM | PJM Interconnection, LLC | Allegheny River | 22 | NR | 2 | IPP Non-CHP | N |  | N |  | Y | 00-248-000, 01-211-000 | N | X |  | Pennsylvania Electric Co | 14711 | PA | 115 |  |  | N | NATIONAL FUEL GAS DIST PA |  |  |  |  | N | N
17235 | NRG REMA LLC | 3134 | Wayne | 3590 Franklin Pike | Cochranton | PA | 16314 | Crawford | 41.5192 | -80.0111 | RFC | PJM | PJM Interconnection, LLC |  | 22 | NR | 2 | IPP Non-CHP | N |  | N |  | Y | 00-248-000, 01-211-000 |  | X |  | Pennsylvania Electric Co | 14711 | OH
15873 | GenOn Northeast Management Company | 3136 | Keystone | 313 Keystone Drive | Shelocta | PA | 15774 | Armstrong | 40.6604 | -79.3411 | RFC | PJM | PJM Interconnection, LLC | Crooked Creek | 22 | NR | 2 | IPP Non-CHP | N |  | N |  | Y | 01-45-000, 06-27-000, 01-27-000, 01-43-000, 01-42-000 | N | X |  | Pennsylvania Electric Co | 14711 | PA | 500 |  |  | N
14165 | NRG Power Midwest LP | 3138 | New Castle Plant | 2189 St. Rt. 168 South | West Pittsburg | PA | 16160 | Lawrence | 40.9379 | -80.369 | RFC | PJM | PJM Interconnection, LLC | Beaver River | 22 | NR | 2 | IPP Non-CHP | N |  | N |  | Y | 00-115-000 | Y | N | OP | Pennsylvania Power Co | 14716 | PA | 138 |  |  | N |  | KINDER MORGAN BORDER PIPELINE LLC |  |  |  | N | N
15276 | TalenEnergy Martins Creek LLC | 3139 | TalenEnergy Martin Creek LLC Allentown | Front and Linden Street | Allentown | PA | 18101 | Lehigh | 40.6084 | -75.456 | RFC | PJM | PJM Interconnection, LLC |  | 22 | NR | 2 | IPP Non-CHP | N |  | N |  | Y | 00-41-000 | N | X |  | PPL Electric Utilities Corp | 14715 | PA | 138 |  |  | N
15537 | Brunner Island LLC | 3140 | Brunner Island | P.O. Box 221 | York Haven | PA | 17370 | York | 40.0961 | -76.6962 | RFC | PJM | PJM Interconnection, LLC | Susquehanna River | 22 | NR | 2 | IPP Non-CHP | N |  | N |  | Y | 00-39-000 | Y | N | OP | PPL Electric Utilities Corp | 14715 | PA | 230 |  |  | N |  | Other - Please explain in pipeline notes below. |  |  | Talen owns the lateral gas pipeline that connects to the facility. At the other end, the lateral is connected to Texas Eastern Company's insterstate pipeline. Texas Eastern is owned by Enbridge. | N | X
15276 | TalenEnergy Martins Creek LLC | 3142 | TalenEnergy Martins Creek LLC Fishbach | Eagan Street | Pottsville | PA | 17901 | Schuylkill | 40.6891 | -76.2196 | RFC | PJM | PJM Interconnection, LLC |  | 22 | NR | 2 | IPP Non-CHP | N |  | N |  | Y | 00-41-000 |  | X |  | PPL Electric Utilities Corp | 14715 | PA | 69 |  |  | N
15276 | TalenEnergy Martins Creek LLC | 3143 | TalenEnergy Martins Creek LLC Harrisburg | Brookwood & 19th Streets | Harrisburg | PA | 17104 | Dauphin | 40.2579 | -76.8579 | RFC | PJM | PJM Interconnection, LLC |  | 22 | NR | 2 | IPP Non-CHP | N |  | N |  | Y | 00-41-000 |  | X |  | PPL Electric Utilities Corp | 14715 | PA | 69 |  |  | N
15276 | TalenEnergy Martins Creek LLC | 3144 | TalenEnergy Martins Creek LLC Harwood | Rt. 924 | West Hazleton | PA | 18201 | Luzerne | 40.9353 | -76.0284 | RFC | PJM | PJM Interconnection, LLC |  | 22 | NR | 2 | IPP Non-CHP | N |  | N |  | Y | 00-41-000 |  | X |  | PPL Electric Utilities Corp | 14715 | PA | 69 |  |  | N
60416 | Holtwood LLC | 3145 | TalenEnergy Holtwood | 482 Old Holtwood Road | Holtwood | PA | 17532 | Lancaster | 39.8272 | -76.3318 | RFC | PJM | PJM Interconnection, LLC | Octoraro Crek | 22 | NR | 2 | IPP Non-CHP | N |  | N |  | Y | 00-40-000 | N | X |  | PPL Electric Utilities Corp | 14715 | PA | 69 |  |  | N | [6 empty] | N
15276 | TalenEnergy Martins Creek LLC | 3146 | TalenEnergy Martins Creek LLC Jenkins | Village of Laflin | Laflin | PA | 18703 | Luzerne | 41.2824 | -75.8164 | RFC | PJM | PJM Interconnection, LLC |  | 22 | NR | 2 | IPP Non-CHP | N |  | N |  | Y | 00-41-000 |  | X |  | PPL Electric Utilities Corp | 14715 | PA | 69 |  |  | N
15276 | TalenEnergy Martins Creek LLC | 3147 | TalenEnergy Martins Creek LLC Lock Haven | Drakestown Road & Rt 150 | Caldwell | PA | 17745 | Lycoming | 41.1189 | -77.4709 | RFC | PJM | PJM Interconnection, LLC |  | 22 | NR | 2 | IPP Non-CHP | N |  | N |  | Y | 00-41-000 |  | X |  | PPL Electric Utilities Corp | 14715 | PA | 69 |  |  | N | [5 empty] | N
15276 | TalenEnergy Martins Creek LLC | 3148 | TalenEnergy Martins Creek | 6605 Foul Rift Road | Bangor | PA | 18013 | Northampton | 40.7978 | -75.1054 | RFC | PJM | PJM Interconnection, LLC | Delaware River | 22 | NR | 2 | IPP Non-CHP | N |  | N |  | Y | 00-41-000 | N | X |  | PPL Electric Utilities Corp | 14715 | PA | 69 |  |  | N |  | TEXAS EASTERN TRANSMISSION LP | TRANSCONTINENTAL GAS PIPELINE |  |  | N
15534 | TalenEnergy Montour LLC | 3149 | TalenEnergy Montour | PO Box 128 | Washingtonville | PA | 17884 | Montour | 41.0714 | -76.6672 | RFC | PJM | PJM Interconnection, LLC | Susquehanna River | 22 | NR | 2 | IPP Non-CHP | N |  | N |  | Y | 00-44-000; 01-36-000 ; 01-43-000 | Y | N | OP | PPL Electric Utilities Corp | 14715 | PA | 230 |  |  | N
22001 | Sunbury Generation LP | 3152 | Sunbury Generation LP | N. Old Trail Road, PO Box 517 | Shamokin Dam | PA | 17876 | Snyder | 40.8361 | -76.825 | RFC | PJM | PJM Interconnection, LLC | Susquehanna River | 22 | NR | 2 | IPP Non-CHP | N |  | N |  | Y | 99-233-00 | Y | N | OP | PPL Electric Utilities Corp | 14715 | PA | 230 | 69 | 138 | N
60417 | Wallenpuapack Hydro | 3153 | TalenEnergy HW Wallenpaupack | 126 PPL Drive, P. O. Box 122 | Hawley | PA | 18428 | Wayne | 41.4679 | -75.1309 | RFC | PJM | PJM Interconnection, LLC | Lackawaxen River | 22 | NR | 2 | IPP Non-CHP | N |  | N |  | Y | 00-41-000 | N | X |  | PPL Electric Utilities Corp | 14715 | PA | 69 |  |  | N | [5 empty] | N | N
15276 | TalenEnergy Martins Creek LLC | 3154 | TalenEnergy Martins Creek LLC West Shore | Arconia Road | Camp Hill | PA | 17011 | Cumberland | 40.1908 | -76.9458 | RFC | PJM | PJM Interconnection, LLC |  | 22 | NR | 2 | IPP Non-CHP | N |  | N |  | Y | 00-41-000 |  | X |  | PPL Electric Utilities Corp | 14715 | PA | 69 |  |  | N
15276 | TalenEnergy Martins Creek LLC | 3155 | TalenEnergy Martins Creek LLC Williamsport | Hepburn and Front Streets | Williamsport | PA | 17701 | Lycoming | 41.2361 | -77.0075 | RFC | PJM | PJM Interconnection, LLC |  | 22 | NR | 2 | IPP Non-CHP | N |  | N |  | Y | 00-41-000 |  | X |  | PPL Electric Utilities Corp | 14715 | PA | 69 |  |  | N
6035 | Exelon Power | 3157 | Chester Generating Station | 2501 Seaport Drive | Chester | PA | 19013 | Chester | 39.8301 | -75.3837 | RFC | PJM | PJM Interconnection, LLC |  | 22 | NR | 2 | IPP Non-CHP | N |  | N |  | N |  | N | X |  | PECO Energy Co | 14940 | PA | 13.2 |  |  | N | [5 empty] | X | X
6035 | Exelon Power | 3159 | Cromby Generating Station | Township Line & Cromby Rds. | Pheonixville | PA | 19460 | Chester | 40.1531 | -75.5294 | RFC | PJM | PJM Interconnection, LLC | Schuylkill River | 22 | NR | 2 | IPP Non-CHP | N |  | N |  | N |  | N | X |  | PECO Energy Co | 14940 | PA | 132
6035 | Exelon Power | 3160 | Delaware Generating Station | 1325 N. Beach St. | Phila. | PA | 19125 | Philadelphia | 39.968 | -75.1252 | RFC | PJM | PJM Interconnection, LLC | Delaware River | 22 | NR | 2 | IPP Non-CHP | N |  | N |  | N |  | N | X |  | PECO Energy Co | 14940 | PA | 13.2 |  |  | N | [5 empty] | X | X
6035 | Exelon Power | 3161 | Eddystone Generating Station | #1 Industrial Hwy. | Eddystone | PA | 19022 | Delaware | 39.858 | -75.323 | RFC | PJM | PJM Interconnection, LLC | Delaware River | 22 | NR | 2 | IPP Non-CHP | N |  | N |  | N |  | N | X |  | PECO Energy Co | 14940 | PA | 230 |  |  | N |  | TEXAS EASTERN TRANSMISSION LP |  |  |  | N | X
6035 | Exelon Power | 3162 | Falls | 1123 Old Bristol Pike | Morrisville | PA | 19067 | Bucks | 40.1765 | -74.79 | RFC | PJM | PJM Interconnection, LLC |  | 22 | NR | 2 | IPP Non-CHP | N |  | N |  | N |  | N | X |  | PECO Energy Co | 14940 | PA | 13.2 |  |  | N | [5 empty] | X | X
6035 | Exelon Power | 3163 | Moser Generating Station | 1595 Industrial HWY | Pottstown | PA | 19464 | Montgomery | 40.2352 | -75.6193 | RFC | PJM | PJM Interconnection, LLC |  | 22 | NR | 2 | IPP Non-CHP | N |  | N |  | N |  | N | X |  | PECO Energy Co | 14940 | PA | 13.2 |  |  | N | [5 empty] | X | X
6035 | Exelon Power | 3164 | Muddy Run | Box 52, RD #1 | Drumore | PA | 17518 | Lancaster | 39.8076 | -76.2993 | RFC | PJM | PJM Interconnection, LLC | Susquehanna River | 22 | NR | 2 | IPP Non-CHP | N |  | N |  | N |  |  | X |  | PECO Energy Co | 14940 | PA | 220 |  |  | Y | [5 empty] | N | X
55951 | Exelon Nuclear | 3166 | Peach Bottom | 1840 Lay Road | Delta | PA | 17314 | York | 39.7589 | -76.2687 | RFC | PJM | PJM Interconnection, LLC | Susquehanna River | 22 | NR | 2 | IPP Non-CHP | N |  | N |  | N |  | N | X |  | PECO Energy Co | 14940 | PA | 500 |  |  | N | [5 empty] | N | X
6035 | Exelon Power | 3168 | Richmond Generating Station | 3901 N. Delaware Ave. | Phila. | PA | 19137 | Philadelphia | 39.9845 | -75.0752 | RFC | PJM | PJM Interconnection, LLC |  | 22 | NR | 2 | IPP Non-CHP | N |  | N |  | N |  | N | X |  | PECO Energy Co | 14940 | PA | 13.2 |  |  | N | [5 empty] | X | X
6035 | Exelon Power | 3169 | Schuylkill Generating Station | 2800 Christian St. | Phila. | PA | 19146 | Philadelphia | 39.9419 | -75.1883 | RFC | PJM | PJM Interconnection, LLC | Schuylkill River | 22 | NR | 2 | IPP Non-CHP | N |  | N |  | N |  | N | X |  | PECO Energy Co | 14940 | PA | 13.2 |  |  | N | [5 empty] | N | X
6035 | Exelon Power | 3170 | Southwark | 2501 South Deleware Ave | Philadelphia | PA | 19148 | Philadelphia | 39.9144 | -75.135 | RFC | PJM | PJM Interconnection, LLC |  | 22 | NR | 2 | IPP Non-CHP | N |  | N |  | N |  | N | X |  | PECO Energy Co | 14940 | PA | 13.2 |  |  | N | [5 empty] | X
59364 | Safe Harbor | 3175 | Safe Harbor | 1 Power House Rd | Conestoga | PA | 17516 | Lancaster | 39.9244 | -76.39 | RFC | PJM | PJM Interconnection, LLC | Susquehanna River | 22 | NR | 2 | IPP Non-CHP | N |  | N |  | Y | 98-107-000 | N | X |  | PPL Electric Utilities Corp | 14715 | PA | 13.2 | 230 | 69 | N | [5 empty] | N | N
19391 | UGI Development Co | 3176 | Hunlock Power Station | 390 Route 11 | Hunlok Creek | PA | 18621 | Luzerne | 41.2006 | -76.07 | RFC | PJM | PJM Interconnection, LLC | Susquehanna River | 22 | NR | 2 | IPP Non-CHP | N |  | N |  | Y | 99-241-000 | N | X |  | UGI Utilities, Inc | 19390 | PA | 66 |  |  | N | Other - See pipeline notes. | TRANSCONTINENTAL GAS PIPELINE |  |  | Purchase from UGI Energy Services | N | N
23279 | Allegheny Energy Supply Co LLC | 3178 | FirstEnergy Armstrong Power Station | 108 Power Plant Road | Adrian | PA | 16210 | Armstrong | 40.9292 | -79.4656 | RFC | PJM | PJM Interconnection, LLC | Allegheny River | 22 | NR | 2 | IPP Non-CHP | N |  | N |  | N |  | N | X |  | West Penn Power Co | 20387 | PA | 138
23279 | Allegheny Energy Supply Co LLC | 3179 | Hatfields Ferry Power Station | 2907 E. Roy Furman Highway | Masontown | PA | 15461 | Greene | 39.8556 | -79.9275 | RFC | PJM | PJM Interconnection, LLC | Monongahela River | 22 | NR | 2 | IPP Non-CHP | N |  | N |  | N |  | N | X |  | West Penn Power Co | 20387 | PA | 500
23279 | Allegheny Energy Supply Co LLC | 3181 | FirstEnergy Mitchell Power Station | 50 Electric Way | Cortney | PA | 15067 | Washington | 40.2211 | -79.9683 | RFC | PJM | PJM Interconnection, LLC | Monongahela River | 22 | NR | 2 | IPP Non-CHP | N |  | N |  | N |  | N | X |  | West Penn Power Co | 20387 | PA | 138
23279 | Allegheny Energy Supply Co LLC | 3182 | FirstEnergy Springdale Power Station | Butler Street Ext | Springdale | PA | 15144 | Allegheny | 40.5442 | -79.7672 | RFC | PJM | PJM Interconnection, LLC | Allegheny River | 22 | NR | 2 | IPP Non-CHP | N |  | N |  | N |  | N | X |  | West Penn Power Co | 20387 | PA | 34.5
50018 | Dominion Energy New England, LLC | 3236 | Manchester Street | 40 Point Street | Providence | RI | 2903 | Providence | 41.8167 | -71.4042 | NPCC | ISNE | ISO New England Inc. | Providence River | 22 | NR | 2 | IPP Non-CHP | N |  | N |  | Y | 98-91-000 | N | X |  | New England Power Company | 13433 |  | 115 |  |  | N | Other - See pipeline notes. |  |  |  | Spectra Energy G-12L Pipeline | N | X
3046 | Duke Energy Progress - (NC) | 3250 | Darlington County | 4030 West Bobo Newsom Highway | Hartsville | SC | 29550 | Darlington | 34.4185 | -80.1657 | SERC | CPLE | Progress Energy Carolinas - EAST |  | 22 | RE | 1 | Electric Utility | N |  | N |  | N |  | N | X |  | Duke Energy Progress - (NC) | 3046 | SC | 230 |  |  | N |  | CAROLINA GAS TRANSMISSION CORP |  |  |  | N | N
3046 | Duke Energy Progress - (NC) | 3251 | H B Robinson | 3581 West Entrance Road | Hartsville | SC | 29550 | Darlington | 34.4017 | -80.1589 | SERC | CPLE | Progress Energy Carolinas - EAST | Lake Robinson | 22 | RE | 1 | Electric Utility | N |  | N |  | N |  | N | X |  | Duke Energy Progress - (NC) | 3046 | SC | 230 |  |  | N |  | CAROLINA GAS TRANSMISSION CORP |  |  |  | X | X
13763 | Northbrook Carolina Hydro LLC | 3253 | Boyds Mill Hydro | Highway 252 | Ware Shoals | SC | 29692 | Greenville | 34.4555 | -82.1993 | SERC | DUK | Duke Energy Carolinas | Reedy River | 22 | NR | 2 | IPP Non-CHP | N |  | Y | 97-35-000 | N |  | N | X |  | Duke Energy Carolinas, LLC | 5416 | SC | 12 |  |  | N
17543 | South Carolina Public Service Authority | 3254 | Buzzard Roost | 35797 SC Hwy 34 | Chappells | SC | 29037 | Greenwood | 34.1697 | -81.9025 | SERC | DUK | Duke Energy Carolinas | Saluda River | 22 | RE | 1 | Electric Utility | N |  | N |  | N |  | N | X |  | Duke Energy Carolinas, LLC | 5416 | SC | 100 |  |  | N | [5 empty] | X | X
5416 | Duke Energy Carolinas, LLC | 3255 | Cedar Creek | 1 Green Rd | Great Falls | SC | 29055 | Lancaster | 34.5414 | -80.8756 | SERC | DUK | Duke Energy Carolinas | Catawba River | 22 | RE | 1 | Electric Utility | N |  | N |  | N |  | N | X |  | Duke Energy Carolinas, LLC | 5416 | SC | 100 |  |  | N | [5 empty] | X | X
5416 | Duke Energy Carolinas, LLC | 3256 | Dearborn | 49 Republic St | Great Falls | SC | 29055 | Chester | 34.5583 | -80.8914 | SERC | DUK | Duke Energy Carolinas | Catawba River | 22 | RE | 1 | Electric Utility | N |  | N |  | N |  | N | X |  | Duke Energy Carolinas, LLC | 5416 | SC | 100 |  |  | N | [5 empty] | X | X
5416 | Duke Energy Carolinas, LLC | 3257 | Fishing Creek | Hwy 21, 552 Catawba River Rd | Great Falls | SC | 29055 | Chester | 34.6 | -80.8928 | SERC | DUK | Duke Energy Carolinas | Catawba River | 22 | RE | 1 | Electric Utility | N |  | N |  | N |  | N | X |  | Duke Energy Carolinas, LLC | 5416 | SC | 100 |  |  | N | [5 empty] | X | X
5416 | Duke Energy Carolinas, LLC | 3258 | Gaston Shoals | 437 Dravo Rd | Blacksburg | SC | 29702 | Cherokee | 35.1381 | -81.5975 | SERC | DUK | Duke Energy Carolinas | Broad River | 22 | RE | 1 | Electric Utility | N |  | N |  | N |  | N | X |  | Duke Energy Carolinas, LLC | 5416 | SC | 44 |  |  | N | [5 empty] | X | X
5416 | Duke Energy Carolinas, LLC | 3259 | Great Falls (SC) | 49 Republic St | Great Falls | SC | 29055 | Chester | 34.5592 | -80.8917 | SERC | DUK | Duke Energy Carolinas | Catawba River | 22 | RE | 1 | Electric Utility | N |  | N |  | N |  | N | X |  | Duke Energy Carolinas, LLC | 5416 | SC | 44 |  |  | N | [5 empty] | X | X
13763 | Northbrook Carolina Hydro LLC | 3261 | Hollidays Bridge Hydro | 1000 Holliday Dam Road | Honea Path | SC | 29654 | Anderson | 34.5275 | -82.375 | SERC | DUK | Duke Energy Carolinas | Saluda River | 22 | NR | 2 | IPP Non-CHP | N |  | Y | 97-35-000 | N |  | N | X |  | Duke Energy Carolinas, LLC | 5416 | SC | 22.9 |  |  | N
5416 | Duke Energy Carolinas, LLC | 3262 | Jocassee | Jocassee Lake Road | Salem | SC | 29676 | Pickens | 34.9594 | -82.9147 | SERC | DUK | Duke Energy Carolinas | Keowee River | 22 | RE | 1 | Electric Utility | N |  | N |  | N |  | N | X |  | Duke Energy Carolinas, LLC | 5416 | SC | 230 |  |  | Y | [5 empty] | X | X
5416 | Duke Energy Carolinas, LLC | 3264 | W S Lee | Lee Steam Plant Rd | Williamston | SC | 29697 | Anderson | 34.6022 | -82.435 | SERC | DUK | Duke Energy Carolinas | Saluda River | 22 | RE | 1 | Electric Utility | N |  | N |  | N |  | Y | N | OS | Duke Energy Carolinas, LLC | 5416 | SC | 100 |  |  | N | PIEDMONT NATURAL GAS |  |  |  |  | N | N
5416 | Duke Energy Carolinas, LLC | 3265 | Oconee | 7800 Rochester Hwy | Seneca | SC | 29672 | Oconee | 34.7939 | -82.8986 | SERC | DUK | Duke Energy Carolinas | Keowee River | 22 | RE | 1 | Electric Utility | N |  | N |  | N |  | N | X |  | Duke Energy Carolinas, LLC | 5416 | SC | 500 |  |  | N | [5 empty] | X | X
5416 | Duke Energy Carolinas, LLC | 3266 | Rocky Creek | 3607 Catawba Rd | Great Falls | SC | 29055 | Fairfield | 34.54 | -80.8778 | SERC | DUK | Duke Energy Carolinas | Catawba River | 22 | RE | 1 | Electric Utility | N |  | N |  | N |  | N | X |  | Duke Energy Carolinas, LLC | 5416 | SC | 44 |  |  | N | [5 empty] | X | X
13763 | Northbrook Carolina Hydro LLC | 3267 | Saluda Dam | 391 OBA Road | Greenville | SC | 29611 | Greenville | 34.8522 | -82.484 | SERC | DUK | Duke Energy Carolinas | Saluda River | 22 | NR | 2 | IPP Non-CHP | N |  | Y | 05-37-000 | N |  | N | X |  | Duke Energy Carolinas, LLC | 5416 | SC | 12 |  |  | N
5416 | Duke Energy Carolinas, LLC | 3270 | Wateree Hydro | 1790 Wateree Dam Rd | Ridgeway | SC | 29130 | Kershaw | 34.3355 | -80.7021 | SERC | DUK | Duke Energy Carolinas | Catawba Wateree River | 22 | RE | 1 | Electric Utility | N |  | N |  | N |  | N | X |  | Duke Energy Carolinas, LLC | 5416 | SC | 100 |  |  | N | [5 empty] | X | X
5416 | Duke Energy Carolinas, LLC | 3271 | Wylie | 2701 Grey Rock Rd | Fort Mill | SC | 29708 | York | 35.0218 | -81.0078 | SERC | DUK | Duke Energy Carolinas | Catawba River | 22 | RE | 1 | Electric Utility | N |  | N |  | N |  | N | X |  | Duke Energy Carolinas, LLC | 5416 | SC | 100 |  |  | N | [5 empty] | X | X
5416 | Duke Energy Carolinas, LLC | 3272 | 99 Islands | 1502 Ninety-Nine Islands | Blacksburg | SC | 29702 | Cherokee | 35.0314 | -81.4936 | SERC | DUK | Duke Energy Carolinas | Broad River | 22 | RE | 1 | Electric Utility | N |  | N |  | N |  | N | X |  | Duke Energy Carolinas, LLC | 5416 | SC | 44 |  |  | N | [5 empty] | X | X
11118 | Lockhart Power Co | 3275 | Lockhart | 420 River Street | Lockhart | SC | 29364 | Union | 34.7792 | -81.4561 | SERC | DUK | Duke Energy Carolinas | Broad River | 22 | RE | 1 | Electric Utility | N |  | N |  | N |  | N | X |  | Lockhart Power Co | 11118 | SC | 34.5 |  |  | N
17539 | South Carolina Electric&Gas Company | 3277 | Burton | 46 Broad River Blvd. | Burton | SC | 29902 | Beaufort | 32.4361 | -80.7214 | SERC | SCEG | South Carolina Electric & Gas Company |  | 22 | RE | 1 | Electric Utility | N |  | N |  | N |  | N | X |  | South Carolina Electric & Gas Co | 17539 | SC | 46 |  |  | N | [5 empty] | X | X
17539 | South Carolina Electric&Gas Company | 3280 | Canadys Steam | 13139 Augusta Hwy. | Walterboro | SC | 29433 | Colleton | 33.0647 | -80.6228 | SERC | SCEG | South Carolina Electric & Gas Company | Edisto River | 22 | RE | 1 | Electric Utility | N |  | N |  | N |  | Y | N | SB | South Carolina Electric & Gas Co | 17539 | SC | 115 |  |  | N |  | CAROLINA GAS TRANSMISSION CORP |  |  |  | X | X
17539 | South Carolina Electric&Gas Company | 3281 | Coit GT | 300 Heyward Street | Columbia | SC | 29201 | Richland | 33.9803 | -81.0407 | SERC | SCEG | South Carolina Electric & Gas Company |  | 22 | RE | 1 | Electric Utility | N |  | N |  | N |  | N | X |  | South Carolina Electric&Gas Company | 17539 | SC | 33 |  |  | N |  | DOMINION TRANSMISSION INCORPORATED |  |  |  | X | X
57221 | City of Columbia SC | 3283 | Columbia Canal Hydro | 301 Gervais Street | Columbia | SC | 29202 | Richland | 33.9972 | -81.0494 | SERC | SCEG | South Carolina Electric & Gas Company | Broad River | 22 | RE | 1 | Electric Utility | N |  | N |  | N |  |  | X |  | South Carolina Electric&Gas Company | 17539 | SC | 33 |  |  | N
17539 | South Carolina Electric&Gas Company | 3284 | Faber Place | 3700 Leeds Avenue | Charleston | SC | 29403 | Charleston | 32.7833 | -79.9833 | SERC | SCEG | South Carolina Electric & Gas Company |  | 22 | RE | 1 | Electric Utility | N |  | N |  | N |  | N | X |  | South Carolina Electric & Gas Co | 17539 | SC | 115 |  |  | N | [5 empty] | X | X
17539 | South Carolina Electric&Gas Company | 3285 | Hagood | 2200 Hagood Road | Charleston Heights | SC | 29405 | Charleston | 32.8265 | -79.9634 | SERC | SCEG | South Carolina Electric & Gas Company |  | 22 | RE | 1 | Electric Utility | N |  | N |  | N |  | N | X |  | South Carolina Electric&Gas Company | 17539 | SC | 115 |  |  | N |  | DOMINION TRANSMISSION INCORPORATED |  |  |  | N | X
17539 | South Carolina Electric&Gas Company | 3286 | Hardeeville | Hardeeville Industrial Park | Hardeeville | SC | 29927 | Jasper | 32.2988 | -81.0739 | SERC | SCEG | South Carolina Electric & Gas Company |  | 22 | RE | 1 | Electric Utility | N |  | N |  | N |  | N | X |  | South Carolina Electric&Gas Company | 17539 | SC | 46 |  |  | N | [5 empty] | X | X
17539 | South Carolina Electric&Gas Company | 3287 | McMeekin | 6055 Bush River Road | Columbia | SC | 29212 | Lexington | 34.0556 | -81.2172 | SERC | SCEG | South Carolina Electric & Gas Company | Lake Murray | 22 | RE | 1 | Electric Utility | N |  | N |  | N |  | N | X |  | South Carolina Electric&Gas Company | 17539 | SC | 115 |  |  | N |  | DOMINION TRANSMISSION INCORPORATED |  |  |  | N | X
17539 | South Carolina Electric&Gas Company | 3289 | Neal Shoals | 3037 River Road | Union | SC | 29379 | Union | 34.6642 | -81.4486 | SERC | SCEG | South Carolina Electric & Gas Company | Broad River | 22 | RE | 1 | Electric Utility | N |  | N |  | N |  | N | X |  | South Carolina Electric&Gas Company | 17539 | SC | 115 |  |  | N | [5 empty] | X | X
17539 | South Carolina Electric&Gas Company | 3290 | Parr Hydro | Parr Road off Hwy 213 | Jenkinsville | SC | 29065 | Fairfield | 34.2613 | -81.3309 | SERC | SCEG | South Carolina Electric & Gas Company | Broad River | 22 | RE | 1 | Electric Utility | N |  | N |  | N |  | N | X |  | South Carolina Electric&Gas Company | 17539 | SC | 13.8 |  |  | N | [5 empty] | X | X
17539 | South Carolina Electric&Gas Company | 3291 | Parr GT | Parr Road off Hwy 213 | Jenkinsville | SC | 29065 | Fairfield | 34.2642 | -81.3308 | SERC | SCEG | South Carolina Electric & Gas Company |  | 22 | RE | 1 | Electric Utility | N |  | N |  | N |  | N | X |  | South Carolina Electric&Gas Company | 17539 | SC | 115 |  |  | N | Other - See pipeline notes. | DOMINION TRANSMISSION INCORPORATED |  |  | LDC should be South Carolina Electric & Gas Company | X | X
17539 | South Carolina Electric&Gas Company | 3293 | Saluda Lexington | 6065 Bush River Road | Columbia | SC | 29212 | Lexington | 34.0533 | -81.2172 | SERC | SCEG | South Carolina Electric & Gas Company | Lake Murray | 22 | RE | 1 | Electric Utility | N |  | N |  | N |  | N | X |  | South Carolina Electric&Gas Company | 17539 | SC | 115 |  |  | N | [5 empty] | X | X
17539 | South Carolina Electric&Gas Company | 3295 | Urquhart | 100 Keith Mullis Drive | Beech Island | SC | 29842 | Aiken | 33.435 | -81.9111 | SERC | SCEG | South Carolina Electric & Gas Company | Savannah River | 22 | RE | 1 | Electric Utility | N |  | N |  | N |  | N | X |  | South Carolina Electric&Gas Company | 17539 | SC | 115 |  |  | N |  | SOUTHERN NATURAL GAS COMPANY |  |  |  | N | X
17539 | South Carolina Electric&Gas Company | 3297 | Wateree | 142 Wateree Station Road | Eastover | SC | 29044 | Richland | 33.8264 | -80.6228 | SERC | SCEG | South Carolina Electric & Gas Company | Wateree River | 22 | RE | 1 | Electric Utility | N |  | N |  | N |  | Y | N | OP | South Carolina Electric&Gas Company | 17539 | SC | 230 |  |  | N |  | DOMINION TRANSMISSION INCORPORATED |  |  |  | X | X
17554 | South Carolina Genertg Co, Inc | 3298 | Williams | 2242 Bushy Park Road | Goose Creek | SC | 29445 | Berkeley | 33.0158 | -79.9297 | SERC | SCEG | South Carolina Electric & Gas Company | Back River Reservoir | 22 | RE | 1 | Electric Utility | N |  | N |  | N |  | N | X |  | South Carolina Electric&Gas Company | 17539 | SC | 230 |  |  | N |  | DOMINION TRANSMISSION INCORPORATED |  |  |  | N | X
34 | City of Abbeville - (SC) | 3305 | Rocky River (SC) | 146 Power Dam Lane | Iva | SC | 29655 | Anderson | 34.2572 | -82.6097 | SERC | DUK | Duke Energy Carolinas | Lake Secession | 22 | RE | 1 | Electric Utility | N |  | N |  | N |  | N | X |  | City of Abbeville - (SC) | 34 | SC | 44 |  |  | N | [5 empty] | X | X
17543 | South Carolina Public Service Authority | 3317 | Dolphus M Grainger | 1605 Marina Road | Conway | SC | 29526 | Horry | 33.8267 | -79.0534 | SERC | SC | South Carolina Public Service Authority | Waccamaw River | 22 | RE | 1 | Electric Utility | N |  | N |  | N |  | Y | N | OS | South Carolina Pub Serv Auth | 17543 | SC | 115 |  |  | N | [5 empty] | X | X
17543 | South Carolina Public Service Authority | 3318 | Hilton Head | 41 Power Alley | Hilton Head Island | SC | 29926 | Beaufort | 32.2089 | -80.6988 | SERC | SC | South Carolina Public Service Authority |  | 22 | RE | 1 | Electric Utility | N |  | N |  | N |  | N | X |  | South Carolina Public Service Authority | 17543 | SC | 115 |  |  | N | [5 empty] | X | X
17543 | South Carolina Public Service Authority | 3319 | Jefferies | 463 Powerhouse Road | Moncks Corner | SC | 29461 | Berkeley | 33.2444 | -79.9909 | SERC | SC | South Carolina Public Service Authority | Lake Moultrie/Tail Race Canal | 22 | RE | 1 | Electric Utility | N |  | N |  | N |  | Y | N | OS | South Carolina Public Service Authority | 17543 | SC | 115 |  |  | N | [5 empty] | X | X
17543 | South Carolina Public Service Authority | 3320 | Myrtle Beach | 121 Waterside Drive | Myrtle Beach | SC | 29577 | Horry | 33.7083 | -78.9241 | SERC | SC | South Carolina Public Service Authority |  | 22 | RE | 1 | Electric Utility | N |  | N |  | N |  | N | X |  | South Carolina Public Service Authority | 17543 | SC | 115 |  |  | N | [5 empty] | X | X
17543 | South Carolina Public Service Authority | 3321 | Spillway | 526 Santee Loop Road | Pineville | SC | 29468 | Berkeley | 33.4538 | -80.164 | SERC | SC | South Carolina Public Service Authority | Santee River | 22 | RE | 1 | Electric Utility | N |  | N |  | N |  | N | X |  | South Carolina Public Service Authority | 17543 | SC | 34.5 |  |  | N | [5 empty] | X | X
19375 | USCE-Savannah District | 3323 | J Strom Thurmond | Rte 1 Box 13A Highway 221 | Clarks Hill | SC | 29821 | McCormick | 33.6602 | -82.1961 | SERC | SEPA | Southeastern Power Administration | Savannah River | 22 | RE | 1 | Electric Utility | N |  | N |  | N |  | N | X |  | Duke Energy Carolinas, LLC | 5416 | SC | 115 |  |  | N | [5 empty] | N | N
19545 | Black Hills Power, Inc. d/b/a | 3325 | Ben French | 393 Deadwood Avenue | Rapid City | SD | 57702 | Pennington | 44.0872 | -103.261 | WECC | WACM | Western Area Power Administration - Rocky Mountain Region | Wells | 22 | RE | 1 | Electric Utility | N |  | N |  | N |  | N | X |  | Black Hills Power Inc | 19545 | SD | 69 |  |  | N |  | Other - Please explain in pipeline notes below. |  |  | Black Hills Power owns and operates the pipeline that supplies natural gas to the Ben French GT1-4. | N | X
13781 | Northern States Power Co - Minnesota | 3334 | Pathfinder | 7100 East Rice St. | Sioux Falls | SD | 57101 | Minnehaha | 43.6028 | -96.6383 | MRO |  |  | Big Sioux River | 22 | RE | 1 | Electric Utility | N |  | N |  | N |  | N | X | [7 empty] | N | [5 empty] | X | X
13809 | NorthWestern Energy - (SD) | 3338 | Aberdeen CT | Hwy 10 | Aberdeen | SD | 57401 | Brown | 45.4299 | -98.494 | MRO | SWPP | Southwest Power Pool | Wells | 22 | RE | 1 | Electric Utility | N |  | N |  | N |  |  | X |  | NorthWestern Energy - (SD) | 13809 | SD | 34.5 |  |  | N |  | NORTHERN BORDER P L CO |  |  |  | N
13809 | NorthWestern Energy - (SD) | 3341 | Clark (SD) | South Kansas Street | Clark | SD | 57225 | Clark | 44.8765 | -97.7321 | MRO | SWPP | Southwest Power Pool | City | 22 | RE | 1 | Electric Utility | N |  | N |  | N |  |  | X |  | NorthWestern Energy - (SD) | 13809 | SD | 34.5 |  |  | N
13809 | NorthWestern Energy - (SD) | 3342 | Faulkton | Hwy 212 | Faulkton | SD | 57438 | Faulk | 45.0367 | -99.1202 | MRO | SWPP | Southwest Power Pool | City | 22 | RE | 1 | Electric Utility | N |  | N |  | N |  |  | X |  | NorthWestern Energy - (SD) | 13809 | SD | 34.5 |  |  | N
13809 | NorthWestern Energy - (SD) | 3343 | Highmore | 178 Iowa Avenue North | Highmore | SD | 57345 | Hyde | 44.5217 | -99.5269 | MRO | SWPP | Southwest Power Pool | City | 22 | RE | 1 | Electric Utility | N |  | N |  | N |  |  | X |  | NorthWestern Energy | 13809 | SD | 34.5
13809 | NorthWestern Energy - (SD) | 3344 | Huron | Hwy 14 | Huron | SD | 57350 | Beadle | 44.3695 | -98.1722 | MRO | SWPP | Southwest Power Pool | Wells | 22 | RE | 1 | Electric Utility | N |  | N |  | N |  |  | X |  | NorthWestern Energy - (SD) | 13809 | SD | 69 |  |  | N |  | NORTHERN NATURAL GAS |  |  |  | N
13809 | NorthWestern Energy - (SD) | 3346 | Mobile Unit | Hwy 14 | Huron | SD | 57350 | Beadle | 44.3784 | -98.4629 | MRO | SWPP | Southwest Power Pool |  | 22 | RE | 1 | Electric Utility | N |  | N |  | N |  |  | X |  | NorthWestern Energy - (SD) | 13809 | SD | 69 |  |  | N
13809 | NorthWestern Energy - (SD) | 3347 | Redfield | West 3rd Street | Redfield | SD | 57469 | Spink | 44.8769 | -98.5242 | MRO | SWPP | Southwest Power Pool | City | 22 | RE | 1 | Electric Utility | N |  | N |  | N |  |  | X |  | NorthWestern Energy | 13809 | SD | 34.5 |  |  |  |  | NORTHERN NATURAL GAS
13809 | NorthWestern Energy - (SD) | 3348 | Webster IC | 320 East Fifth Avenue | Webster | SD | 57274 | Day | 45.33 | -97.3311 | MRO | MISO | Midcontinent Independent Transmission System Operator, Inc.. | City | 22 | RE | 1 | Electric Utility | N |  | N |  | N |  |  | X |  | NorthWestern Energy | 13809 | SD
14232 | Otter Tail Power Co | 3352 | Lake Preston | 401 Preston Avenue | Lake Preston | SD | 57249 | Kingsbury | 44.3649 | -97.3811 | MRO | MISO | Midcontinent Independent Transmission System Operator, Inc.. |  | 22 | RE | 1 | Electric Utility | N |  | N |  | N |  | N | X |  | Otter Tail Power Co | 14232 | SD | 41.6 |  |  | N | [5 empty] | X | X
19635 | USCE-Missouri River District | 3356 | Oahe | 28563 Powerhouse Rd | Pierre | SD | 57501 | Hughes | 44.4504 | -100.3866 | MRO | SWPP | Southwest Power Pool | Missouri River | 22 | RE | 1 | Electric Utility | N |  | N |  | N |  | N | X |  | WAPA-- Western Area Power Administration | 27000 | SD | 230 | 115 |  | N | [5 empty] | N | X
19635 | USCE-Missouri River District | 3373 | Fort Randall | US Hwy 18/281 | Pickstown | SD | 57367 | Charles Mix | 43.0653 | -98.5539 | MRO | SWPP | Southwest Power Pool | Missouri River | 22 | RE | 1 | Electric Utility | N |  | N |  | N |  | N | X |  | WAPA-- Western Area Power Administration | 27000 | SD | 230 | 115 |  | N | [5 empty] | N | X
19635 | USCE-Missouri River District | 3375 | Big Bend Dam | 33573 N. Shore Rd | Chamberlain | SD | 57325 | Buffalo | 44.0384 | -99.4463 | MRO | SWPP | Southwest Power Pool | Missouri River | 22 | RE | 1 | Electric Utility | N |  | N |  | N |  | N | X |  | WAPA-- Western Area Power Administration | 27000 | SD | 230 |  |  | N | [5 empty] | N | X
18642 | Tennessee Valley Authority | 3393 | Allen Steam Plant | 2574 Plant Rd. | Memphis | TN | 38109 | Shelby | 35.0741 | -90.1487 | SERC | TVA | Tennessee Valley Authority | Mississippi River | 22 | RE | 1 | Electric Utility | N |  | N |  | N |  | Y | N | OP | Tennessee Valley Authority | 18642 | TN | 161 |  |  | N | Other - See pipeline notes. | Other - Please explain in pipeline notes below. |  |  |  | N
18642 | Tennessee Valley Authority | 3394 | Apalachia | 899 Powerhouse Rd | Reliance | TN | 37369 | Polk | 35.1677 | -84.2956 | SERC | TVA | Tennessee Valley Authority | Hiwassee River | 22 | RE | 1 | Electric Utility | N |  | N |  | N |  |  | X |  | Tennessee Valley Authority | 18642 | TN | 161 |  |  | N | [5 empty] | N
18642 | Tennessee Valley Authority | 3395 | Boone Dam | 301 Boone Dam Rd | Kingsport | TN | 37663 | Sullivan | 36.4403 | -82.4381 | SERC | TVA | Tennessee Valley Authority | South Fork Holston River | 22 | RE | 1 | Electric Utility | N |  | N |  | N |  |  | X |  | Tennessee Valley Authority | 18642 | TN | 161 |  |  | N
18642 | Tennessee Valley Authority | 3396 | Bull Run | 1265 EDGEMOOR RD. | Clinton | TN | 37716 | Anderson | 36.0211 | -84.1567 | SERC | TVA | Tennessee Valley Authority | Clinch River | 22 | RE | 1 | Electric Utility | N |  | N |  | N |  | Y | N | OP | Tennessee Valley Authority | 18642 | TN | 161 |  |  | N | [5 empty] | N
18642 | Tennessee Valley Authority | 3397 | Cherokee Dam | Rt 3 Box 524B | Rudledge | TN | 37861 | Jefferson | 36.1682 | -83.4977 | SERC | TVA | Tennessee Valley Authority | Holston River | 22 | RE | 1 | Electric Utility | N |  | N |  | N |  |  | X |  | Tennessee Valley Authority | 18642 | TN | 161 |  |  | N
18642 | Tennessee Valley Authority | 3398 | Chickamauga | 4601 Amnicola Hwy | Chattanooga | TN | 37406 | Hamilton | 35.1018 | -85.2295 | SERC | TVA | Tennessee Valley Authority | Tennessee River | 22 | RE | 1 | Electric Utility | N |  | N |  | N |  |  | X |  | Tennessee Valley Authority | 18642 | TN | 161 |  |  | N
18642 | Tennessee Valley Authority | 3399 | Cumberland (TN) | 815 Cumberland City Rd. | Cumberland City | TN | 37050 | Stewart | 36.3903 | -87.6539 | SERC | TVA | Tennessee Valley Authority | Cumberland River | 22 | RE | 1 | Electric Utility | N |  | N |  | N |  | Y | N | OP | Tennessee Valley Authority | 18642 | TN | 161 |  |  | N
18642 | Tennessee Valley Authority | 3400 | Douglas Dam | 850 Powerhouse Way | Dandridge | TN | 37725 | Sevier | 35.9623 | -83.5393 | SERC | TVA | Tennessee Valley Authority | French Broad River | 22 | RE | 1 | Electric Utility | N |  | N |  | N |  |  | X |  | Tennessee Valley Authority | 18642 | TN | 161 |  |  | N
18642 | Tennessee Valley Authority | 3401 | Fort Patrick Henry | 3653 Ft. Henry Dr | Kingsport | TN | 37664 | Sullivan | 36.4982 | -82.5086 | SERC | TVA | Tennessee Valley Authority | South Fork Holston River | 22 | RE | 1 | Electric Utility | N |  | N |  | N |  |  | X |  | Tennessee Valley Authority | 18642 | TN | 69 |  |  | N
18642 | Tennessee Valley Authority | 3402 | Fort Loudoun | Hwy 321 S PO Box 487 | Lenoir City | TN | 37771 | Loudon | 35.7917 | -84.2431 | SERC | TVA | Tennessee Valley Authority | Tennessee River | 22 | RE | 1 | Electric Utility | N |  | N |  | N |  |  | X |  | Tennessee Valley Authority | 18642 | TN | 161 |  |  | N
18642 | Tennessee Valley Authority | 3403 | Gallatin (TN) | 1499 Steam Plant Rd. | Gallatin | TN | 37066 | Sumner | 36.3156 | -86.4006 | SERC | TVA | Tennessee Valley Authority | Cumberland River | 22 | RE | 1 | Electric Utility | N |  | N |  | N |  | Y | N | OP | Tennessee Valley Authority | 18642 | TN | 161 |  |  | N | COLUMBIA GAS DIST CO | COLUMBIA GULF TRANSMISSION |  |  |  | N
18642 | Tennessee Valley Authority | 3404 | Great Falls (TN) | Rt. 2 Box 19 | Rock Island | TN | 38581 | Warren | 35.8067 | -85.6341 | SERC | TVA | Tennessee Valley Authority | Caney Fork River | 22 | RE | 1 | Electric Utility | N |  | N |  | N |  |  | X |  | Tennessee Valley Authority | 18642 | TN | 161 |  |  | N
18642 | Tennessee Valley Authority | 3405 | John Sevier | Hwy 70 S PO Box 2000 | Rogersville | TN | 37857 | Hawkins | 36.3767 | -82.9639 | SERC | TVA | Tennessee Valley Authority | Holston River | 22 | RE | 1 | Electric Utility | N |  | N |  | N |  | Y | N | OS | Tennessee Valley Authority | 18642 | TN | 161 |  |  | N |  | EAST TENNESSEE NATURAL GAS LLC |  |  |  | N
18642 | Tennessee Valley Authority | 3406 | Johnsonville | Hwy 70 PO Box 259 | New Johnsonville | TN | 37134 | Humphreys | 36.0278 | -87.9861 | SERC | TVA | Tennessee Valley Authority | Tennessee River | 22 | RE | 1 | Electric Utility | N |  | N |  | N |  | Y | N | OP | Tennessee Valley Authority | 18642 | TN | 161 |  |  | N |  | TENNESSEE GAS PIPELINE COMPANY |  |  |  | N
18642 | Tennessee Valley Authority | 3407 | Kingston | Swan Pond Rd. PO Box 2000 | Kingston | TN | 37763 | Roane | 35.8992 | -84.5194 | SERC | TVA | Tennessee Valley Authority | Clinch And Emory Rivers | 22 | RE | 1 | Electric Utility | N |  | N |  | N |  | Y | N | OP | Tennessee Valley Authority | 18642 | TN | 161 |  |  | N
18642 | Tennessee Valley Authority | 3408 | Melton Hill | 2015 Grubb Rd. | Lenoir City | TN | 37771 | Loudon | 35.8853 | -84.3003 | SERC | TVA | Tennessee Valley Authority | Clinch River | 22 | RE | 1 | Electric Utility | N |  | N |  | N |  |  | X |  | Tennessee Valley Authority | 18642 | TN | 69 |  |  | N
18642 | Tennessee Valley Authority | 3409 | Nickajack | Rt. 1 Box 372 | Jasper | TN | 37347 | Marion | 35.0017 | -85.6218 | SERC | TVA | Tennessee Valley Authority | Tennessee River | 22 | RE | 1 | Electric Utility | N |  | N |  | N |  |  | X |  | Tennessee Valley Authority | 18642 | TN | 161 |  |  | N
18642 | Tennessee Valley Authority | 3411 | Norris Dam | 300 Powerhouse Way | Norris | TN | 37760 | Anderson | 36.2242 | -84.0914 | SERC | TVA | Tennessee Valley Authority | Tennessee River | 22 | RE | 1 | Electric Utility | N |  | N |  | N |  |  | X |  | Tennessee Valley Authority | 18642 | TN | 161 |  |  | N
18642 | Tennessee Valley Authority | 3412 | Ocoee 1 | 1988 Hwy 64 E | Benton | TN | 37307 | Polk | 35.0947 | -84.6478 | SERC | TVA | Tennessee Valley Authority | Ocoee River | 22 | RE | 1 | Electric Utility | N |  | N |  | N |  |  | X |  | Tennessee Valley Authority | 18642 | TN | 69 |  |  | N
18642 | Tennessee Valley Authority | 3413 | Ocoee 2 | 1988 Hwy 64 E | Benton | TN | 37307 | Polk | 35.0823 | -84.4912 | SERC | TVA | Tennessee Valley Authority | Ocoee River | 22 | RE | 1 | Electric Utility | N |  | N |  | N |  |  | X |  | Tennessee Valley Authority | 18642 | TN | 69 |  |  | N
18642 | Tennessee Valley Authority | 3414 | Ocoee 3 | 1988 Hwy 64 E | Benton | TN | 37307 | Polk | 35.075 | -84.4833 | SERC | TVA | Tennessee Valley Authority | Ocoee River | 22 | RE | 1 | Electric Utility | N |  | N |  | N |  |  | X |  | Tennessee Valley Authority | 18642 | TN | 161 |  |  | N
18642 | Tennessee Valley Authority | 3415 | Pickwick Landing Dam | State Rt. 128 S PO Box 6 | Pickwick Dam | TN | 38365 | Hardin | 35.0683 | -88.2494 | SERC | TVA | Tennessee Valley Authority | Tennessee River | 22 | RE | 1 | Electric Utility | N |  | N |  | N |  |  | X |  | Tennessee Valley Authority | 18642 | TN | 161 |  |  | N
18642 | Tennessee Valley Authority | 3416 | South Holston | 918 South View Dam Rd. | Bristol | TN | 37602 | Sullivan | 36.5232 | -82.0902 | SERC | TVA | Tennessee Valley Authority | South Fork Holston River | 22 | RE | 1 | Electric Utility | N |  | N |  | N |  |  | X |  | Tennessee Valley Authority | 18642 | TN | 69 |  |  | N
18642 | Tennessee Valley Authority | 3417 | Tims Ford | 461 Powerhouse Rd. | Winchester | TN | 37398 | Franklin | 35.1967 | -86.2783 | SERC | TVA | Tennessee Valley Authority | Elk River | 22 | RE | 1 | Electric Utility | N |  | N |  | N |  |  | X |  | Tennessee Valley Authority | 18642 | TN | 46 |  |  | N
18642 | Tennessee Valley Authority | 3418 | Watauga | 774 Wilbur Dam Rd. | Elizabethton | TN | 37643 | Carter | 36.3413 | -82.1264 | SERC | TVA | Tennessee Valley Authority | Watauga River | 22 | RE | 1 | Electric Utility | N |  | N |  | N |  |  | X |  | Tennessee Valley Authority | 18642 | TN | 69 |  |  | N
18642 | Tennessee Valley Authority | 3419 | Watts Bar Fossil | Hwy 68 PO Box 2000 | Spring City | TN | 37381 | Rhea | 35.6108 | -84.7811 | SERC | TVA | Tennessee Valley Authority | Tennessee River | 22 | RE | 1 | Electric Utility | N |  | N |  | N |  | N | X |  | Tennessee Valley Authority | 18642 | TN | 161 |  |  | N
18642 | Tennessee Valley Authority | 3420 | Watts Bar Hydro | 6868 Watts Bar Hwy | Spring City | TN | 37381 | Rhea | 35.6197 | -84.7855 | SERC | TVA | Tennessee Valley Authority | Tennessee River | 22 | RE | 1 | Electric Utility | N |  | N |  | N |  |  | X |  | Tennessee Valley Authority | 18642 | TN | 161 |  |  | N
18642 | Tennessee Valley Authority | 3421 | Wilbur | 774 Wilbur Dam Rd. | Elizabethon | TN | 37643 | Carter | 36.3417 | -82.1264 | SERC | TVA | Tennessee Valley Authority | Watauga River | 22 | RE | 1 | Electric Utility | N |  | N |  | N |  |  | X |  | Tennessee Valley Authority | 18642 | TN | 69 |  |  | N
19462 | USCE-Nashville District | 3423 | Cordell Hull | 150 Corps Lane | Carthage | TN | 37030 | Smith | 36.2895 | -85.9442 | SERC | TVA | Tennessee Valley Authority | Cumberland River | 22 | RE | 1 | Electric Utility | N |  | N |  | N |  | N | X |  | Tennessee Valley Authority | 18642 | TN | 161 |  |  | N | [5 empty] | X | X
19462 | USCE-Nashville District | 3424 | Dale Hollow | 99 Powerhouse Road | Celina | TN | 38551 | Clay | 36.5378 | -85.4517 | SERC | TVA | Tennessee Valley Authority | Obey River | 22 | RE | 1 | Electric Utility | N |  | N |  | N |  | N | X |  | Tennessee Valley Authority | 18642 | TN | 69 |  |  | N | [5 empty] | X | X
19462 | USCE-Nashville District | 3426 | Old Hickory | 10 Powerplant Road | Hendersonville | TN | 37075 | Sumner | 36.2972 | -86.6556 | SERC | TVA | Tennessee Valley Authority | Cumberland River | 22 | RE | 1 | Electric Utility | N |  | N |  | N |  | N | X |  | Tennessee Valley Authority | 18642 | TN | 69 |  |  | N | [5 empty] | X | X
19462 | USCE-Nashville District | 3428 | J P Priest | 3737 Bell Road | Nashville | TN | 37202 | Davidson | 36.1564 | -86.6186 | SERC | TVA | Tennessee Valley Authority | Stones River | 22 | RE | 1 | Electric Utility | N |  | N |  | N |  | N | X |  | Tennessee Valley Authority | 18642 | TN | 161 |  |  | N | [5 empty] | X | X
54683 | Maverick Cty Water Control & Improvement | 3437 | Eagle Pass | FM 1907 & Del Rio Hwy | Eagle Pass | TX | 78852 | Maverick | 28.8295 | -100.5522 | TRE | ERCO | Electric Reliability Council of Texas, Inc. | Maverick County Irrigation Dis | 22 | NR | 2 | IPP Non-CHP | N |  | N |  | Y | 04-63-000 | N | X |  | AEP Texas Central Company | 3278 | TX | 138 |  |  | N | [5 empty] | N
54907 | ReNu Power Holdings LLC | 3438 | J L Bates | 1708 South Goodwin Road | Palmview | TX | 78572 | Hidalgo | 26.2222 | -98.3944 | TRE | ERCO | Electric Reliability Council of Texas, Inc. | Hidalgo Co. Dist. #6 and wells | 22 | NR | 2 | IPP Non-CHP | N |  | N |  | Y | 04-57-000 | N | X |  | AEP Texas Central Company | 3278 | OH | 69 | 138
49979 | Topaz Power Group LLC | 3439 | Laredo | 7300 CPL Rd | Laredo | TX | 78041 | Webb | 27.5667 | -99.5089 | TRE | ERCO | Electric Reliability Council of Texas, Inc. | Rio Grande River | 22 | NR | 2 | IPP Non-CHP | N |  | N |  | Y | 04-64-000 | N | X |  | AEP Texas Central Company | 3278 | TX | 138 |  |  | N |  | KINDER MORGAN TEXAS PIPELINE LLC |  |  |  | N | X
54907 | ReNu Power Holdings LLC | 3440 | Lon C Hill | 3501 Callicoatte Rd | Corpus Christi | TX | 78410 | Nueces | 27.85 | -97.6167 | TRE | ERCO | Electric Reliability Council of Texas, Inc. | Municipality | 22 | NR | 2 | IPP Non-CHP | N |  | N |  | Y | 04-60-000 |  | X |  | AEP Texas Central Company | 3278 | OH | 138
49979 | Topaz Power Group LLC | 3441 | Nueces Bay | 2002 Navigation | Corpus Christi | TX | 78403 | Nueces | 27.8194 | -97.4192 | TRE | ERCO | Electric Reliability Council of Texas, Inc. | Corpus Christi Ship Channel | 22 | NR | 2 | IPP Non-CHP | N |  | N |  | Y | 04-56-000 | N | X |  | AEP Texas Central Company | 3278 | TX | 138 |  |  | N |  | TEXAS EASTERN TRANSMISSION LP | KINDER MORGAN TEJAS PIPELINE LLC |  |  | N | X
54907 | ReNu Power Holdings LLC | 3442 | La Palma | 1401A West Stenger Road | San Benito | TX | 78586 | Cameron | 26.1331 | -97.6389 | TRE | ERCO | Electric Reliability Council of Texas, Inc. | Resaca De Los Fresnos | 22 | NR | 2 | IPP Non-CHP | N |  | N |  | Y | 04-59-000 | N | X |  | AEP Texas Central Company | 3278 | OH | 138 | 69
60638 | Victoria WLE, LP | 3443 | Victoria | 1205 S Bottom St | Victoria | TX | 77901 | Victoria | 28.7883 | -97.01 | TRE | ERCO | Electric Reliability Council of Texas, Inc. | Wells and Guadalupe River | 22 | NR | 2 | IPP Non-CHP | N |  | N |  | Y | 04-61-000 | N | X |  | AEP Texas Central Company | 3278 | TX | 138 |  |  | N | Other - See pipeline notes. |  |  |  | Kinder Morgan | N | X
55983 | Luminant Generation Company LLC | 3452 | Lake Hubbard | 555 Barnes Rd | Sunnyvale | TX | 75182 | Dallas | 32.8358 | -96.5458 | TRE | ERCO | Electric Reliability Council of Texas, Inc. | Lake Ray Hubbard | 22 | NR | 2 | IPP Non-CHP | N |  | N |  | N |  | N | X |  | Oncor Electric Delivery Company LLC | 44372 | TX | 138 |  |  | N | ATMOS ENERGY CORPORATION |  |  |  |  | N | N
6035 | Exelon Power | 3453 | Mountain Creek | 2233A Mt. Creek Pkwy. | Dallas | TX | 75211 | Dallas | 32.7231 | -96.9358 | TRE | ERCO | Electric Reliability Council of Texas, Inc. | Mountain Creek Lake | 22 | NR | 2 | IPP Non-CHP | N |  | N |  | N |  | N | X |  | Oncor Electric Delivery Company LLC | 44372 | TX | 138 |  |  | N | ATMOS ENERGY CORPORATION |  |  |  |  | N | X
55983 | Luminant Generation Company LLC | 3454 | North Lake | 14901 S. North Lake Rd | Coppell | TX | 75019 | Dallas | 32.9506 | -96.975 | TRE | ERCO | Electric Reliability Council of Texas, Inc. | North Lake | 22 | NR | 2 | IPP Non-CHP | N |  | N |  | N |  |  | X |  |  |  |  | 138
55983 | Luminant Generation Company LLC | 3455 | Parkdale | 5770 Parkdale Dr. | Dallas | TX | 75227 | Dallas | 32.7767 | -96.7233 | TRE | ERCO | Electric Reliability Council of Texas, Inc. | Surface And Wells | 22 | NR | 2 | IPP Non-CHP | N |  | N |  | N |  |  | X |  |  |  |  | 138
5701 | El Paso Electric Co | 3456 | Newman | 4900 Stan Roberts St. | El Paso | TX | 79934 | El Paso | 31.9836 | -106.4318 | WECC | EPE | El Paso Electric Company | Wells/Treated Municipal Waste | 22 | RE | 1 | Electric Utility | N |  | N |  | N |  |  | X |  | El Paso Electric Co | 5701 | TX | 115 |  |  | N | Other - See pipeline notes. | Other - Please explain in pipeline notes below. |  |  | Kinder Morgran & ONEOK | N
55937 | Entergy Texas Inc. | 3457 | Lewis Creek | 11191 Longstreet Road | Willis | TX | 77318 | Montgomery | 30.4356 | -95.5214 | SERC | MISO | Midcontinent Independent Transmission System Operator, Inc.. | Lewis Creek Reservoir | 22 | RE | 1 | Electric Utility | N |  | N |  | N |  | N | X |  | Entergy Texas Inc. | 55937 | TX | 138 |  |  | N |  | KINDER MORGAN TEJAS PIPELINE LLC | KINDER MORGAN TEXAS PIPELINE LLC | TEXAS EASTERN TRANSMISSION LP |  | N
55937 | Entergy Texas Inc. | 3459 | Sabine | 1000 Powerhouse Road | Orange | TX | 77630 | Orange | 30.0242 | -93.878 | SERC | MISO | Midcontinent Independent Transmission System Operator, Inc.. | Sabine Lake | 22 | RE | 1 | Electric Utility | N |  | N |  | N |  | N | X |  | Entergy Texas Inc. | 55937 | TX | 138 |  |  | N |  | PB ENERGY STORAGE SERVICES INC |  |  |  | N
54888 | NRG Texas Power LLC | 3460 | Cedar Bayou | 7705 West Bay Road | Baytown | TX | 77523 | Chambers | 29.75 | -94.9256 | TRE | ERCO | Electric Reliability Council of Texas, Inc. | Upper Galveston Bay | 22 | NR | 2 | IPP Non-CHP | N |  | N |  | N |  | N | X |  | CenterPoint Energy | 8901 | TX | 138 |  |  | N |  | KINDER MORGAN TEJAS PIPELINE LLC |  |  |  | X | X
54888 | NRG Texas Power LLC | 3464 | Greens Bayou | 12070 Old Beaumont Highway | Houston | TX | 77049 | Harris | 29.8222 | -95.2194 | TRE | ERCO | Electric Reliability Council of Texas, Inc. | Lake Houston | 22 | NR | 2 | IPP Non-CHP | N |  | N |  | N |  | N | X |  | CenterPoint Energy | 8901 | TX | 138 |  |  | N |  | KINDER MORGAN TEXAS PIPELINE LLC |  |  |  | X | X
54888 | NRG Texas Power LLC | 3466 | P H Robinson | 5501 State Highway 146 | Bacliff | TX | 77518 | Galveston | 29.4867 | -94.9794 | TRE | ERCO | Electric Reliability Council of Texas, Inc. | Dickinson Bay | 22 | NR | 2 | IPP Non-CHP | N |  | N |  | N |  |  | X |  | CenterPoint Energy | 8901 | TX | 345 |  |  | N | [5 empty] | X | X
54888 | NRG Texas Power LLC | 3468 | Sam Bertron | 2012 Miller Cut-Off Road | Laporte | TX | 77571 | Harris | 29.7268 | -95.0598 | TRE | ERCO | Electric Reliability Council of Texas, Inc. | Houston Ship Channel | 22 | NR | 2 | IPP Non-CHP | N |  | N |  | N |  | N | X |  | CenterPoint Energy | 8901 | TX | 138 |  |  | N |  | KINDER MORGAN TEJAS PIPELINE LLC |  |  |  | X | X
54888 | NRG Texas Power LLC | 3469 | T H Wharton | 16301 Highway 249 | Houston | TX | 77064 | Harris | 29.9417 | -95.5306 | TRE | ERCO | Electric Reliability Council of Texas, Inc. | Water Wells | 22 | NR | 2 | IPP Non-CHP | N |  | N |  | N |  | N | X |  | CenterPoint Energy | 8901 | TX | 138 | 345 |  | N |  | KINDER MORGAN TEJAS PIPELINE LLC | KINDER MORGAN TEXAS PIPELINE LLC |  |  | X | X
54888 | NRG Texas Power LLC | 3470 | W A Parish | 2500 Y. U. Jones Road | Thompsons | TX | 77481 | Fort Bend | 29.4828 | -95.6311 | TRE | ERCO | Electric Reliability Council of Texas, Inc. | Smithers Lake | 22 | NR | 2 | IPP Non-CHP | N |  | N |  | N |  | N | X |  | CenterPoint Energy | 8901 | TX | 345 |  |  | N |  | KINDER MORGAN TEJAS PIPELINE LLC |  |  |  | X | X
54888 | NRG Texas Power LLC | 3471 | Webster | 19301 State Highway 3 | Webster | TX | 77598 | Harris | 29.5258 | -95.1081 | TRE |  |  | Clear Lake | 22 | NR | 2 | IPP Non-CHP | N |  | N |  | N |  |  | X | [7 empty] | N | [5 empty] | X | X
17698 | Southwestern Electric Power Co | 3476 | Knox Lee | 306 Knox Lee | Longview | TX | 75603 | Gregg | 32.3766 | -94.6415 | SPP | SWPP | Southwest Power Pool | Lake Cherokee | 22 | RE | 1 | Electric Utility | N |  | N |  | N |  | N | X |  | Southwestern Electric Power Co | 17698 | TX | 138 |  |  | N |  | GULF SOUTH PIPELINE COMPANY LP | KINDER MORGAN TEXAS PIPELINE LLC |  |  | N
17698 | Southwestern Electric Power Co | 3477 | Lone Star | Hwy 259 South | Lone Star | TX | 75668 | Morris | 32.9215 | -94.7226 | SPP | SWPP | Southwest Power Pool | Ellison Creek Reserv | 22 | RE | 1 | Electric Utility | N |  | N |  | N |  | N | X |  | Southwestern Electric Power Co | 17698 | TX | 69 |  |  | N |  | ENABLE GAS TRANSMISSION LLC |  |  |  | N | X
17698 | Southwestern Electric Power Co | 3478 | Wilkes | Highway 49 | Avinger | TX | 75630 | Marion | 32.8482 | -94.548 | SPP | SWPP | Southwest Power Pool | Johnson Creek Reserv | 22 | RE | 1 | Electric Utility | N |  | N |  | N |  | N | X |  | Southwestern Electric Power Co | 17698 | TX | 345 |  |  | N |  | ENABLE GAS TRANSMISSION LLC | KINDER MORGAN TEXAS PIPELINE LLC | ENBRIDGE PIPELINES EAST TEXAS |  | N | X
17718 | Southwestern Public Service Co | 3482 | Jones | E. of Lubbock on Farm Rd 3020 | Lubbock | TX | 79408 | Lubbock | 33.5239 | -101.7392 | SPP | SWPP | Southwest Power Pool | Municipality | 22 | RE | 1 | Electric Utility | N |  | N |  | N |  | N | X |  | Southwestern Public Service Co | 17718 | TX | 230 |  |  | N |  | MARKWEST NEW MEXICO L P | ONEOK WES TEX TRANSMISSION LLC |  |  | N | N
17718 | Southwestern Public Service Co | 3483 | Moore County | 5m SW os Sunray, FM Rd 119 | Sunray | TX | 79086 | Moore | 35.9667 | -101.865 | SPP | SWPP | Southwest Power Pool | Wells | 22 | RE | 1 | Electric Utility | N |  | N |  | N |  | N | X |  | Southwestern Public Service Co | 17718 | TX | 115 |  |  | N | [5 empty] | N | N
17718 | Southwestern Public Service Co | 3484 | Nichols | 7201 N. Lakeside Drive | Amarillo | TX | 79108 | Potter | 35.2834 | -101.7464 | SPP | SWPP | Southwest Power Pool | Municipality | 22 | RE | 1 | Electric Utility | N |  | N |  | N |  | N | X |  | Southwestern Public Service Co | 17718 | TX | 230 | 115 |  | N |  | COLORADO INTERSTATE GAS COMPANY LLC | ONEOK WES TEX TRANSMISSION LLC |  |  | N | N
17718 | Southwestern Public Service Co | 3485 | Plant X | 5m S. on Earth on FM Rd 1055 | Earth | TX | 79031 | Lamb | 34.1661 | -102.4114 | SPP | SWPP | Southwest Power Pool | Wells | 22 | RE | 1 | Electric Utility | N |  | N |  | N |  | N | X |  | Southwestern Public Service Co | 17718 | TX | 230 | 115 |  | N |  | EL PASO NATURAL GAS COMPANY LLC | ONEOK WES TEX TRANSMISSION LLC |  |  | N | N
17718 | Southwestern Public Service Co | 3487 | Riverview | 4m N. of Borger on Hwy 152 | Borger | TX | 79105 | Hutchinson | 35.7122 | -101.4119 | SPP | SWPP | Southwest Power Pool |  | 22 | RE | 1 | Electric Utility | N |  | N |  | N |  |  | X |  | Southwestern Public Service Co | 17718 | TX | 115 |  |  | N | [5 empty] | N | N
55983 | Luminant Generation Company LLC | 3489 | Eagle Mountain | 10029 Morris Dido Newark Rd | Fort Worth | TX | 76179 | Tarrant | 32.9056 | -97.4792 | TRE | ERCO | Electric Reliability Council of Texas, Inc. | Eagle Mountain Reservoir | 22 | NR | 2 | IPP Non-CHP | N |  | N |  | N |  |  | X |  | Oncor Electric Delivery Company LLC | 44372 | TX | 138 | 345 |  |  | ATMOS ENERGY CORPORATION
55983 | Luminant Generation Company LLC | 3490 | Graham | PO Box 248 | Graham | TX | 76450 | Young | 33.1344 | -98.6117 | TRE | ERCO | Electric Reliability Council of Texas, Inc. | Lake Graham | 22 | NR | 2 | IPP Non-CHP | N |  | N |  | N |  | N | X |  | Oncor Electric Delivery Company LLC | 44372 | TX | 345 | 138 |  | N |  | ENERGY TRANSFER FUEL LP |  |  |  | N | N
6035 | Exelon Power | 3491 | Handley | 6604 East Rosedale St. | Fort Worth | TX | 76112 | Tarrant | 32.7283 | -97.2192 | TRE | ERCO | Electric Reliability Council of Texas, Inc. | Lake Arlington | 22 | NR | 2 | IPP Non-CHP | N |  | N |  | N |  | N | X |  | Oncor Electric Delivery Company LLC | 44372 | TX | 138 |  |  | N | ATMOS ENERGY CORPORATION |  |  |  |  | N | X
55983 | Luminant Generation Company LLC | 3492 | Morgan Creek | 3177 Hwy 163 South | Colorado City | TX | 79512 | Mitchell | 32.3358 | -100.9156 | TRE | ERCO | Electric Reliability Council of Texas, Inc. | Lake Colorado City | 22 | NR | 2 | IPP Non-CHP | N |  | N |  | N |  | N | X |  | Oncor Electric Delivery Company LLC | 44372 | TX | 138 |  |  | N |  | ENERGY TRANSFER FUEL LP |  |  |  | N | N
55983 | Luminant Generation Company LLC | 3493 | North Main | 101 N.W. 4th St. | Fort Worth | TX | 76124 | Tarrant | 32.7606 | -97.3364 | TRE | ERCO | Electric Reliability Council of Texas, Inc. | Trinity River | 22 | NR | 2 | IPP Non-CHP | N |  | N |  | N |  |  | X |  |  |  |  | 138
55983 | Luminant Generation Company LLC | 3494 | Permian Basin | 600 North Yucca Dr. | Monahans | TX | 79756 | Ward | 31.5839 | -102.9633 | TRE | ERCO | Electric Reliability Council of Texas, Inc. | Wells | 22 | NR | 2 | IPP Non-CHP | N |  | N |  | N |  | N | X |  | Oncor Electric Delivery Company LLC | 44372 | TX | 138 |  |  | N |  | ENERGY TRANSFER FUEL LP |  |  |  | N | N
55983 | Luminant Generation Company LLC | 3497 | Big Brown | PO Box 948 | Fairfield | TX | 75840 | Freestone | 31.8206 | -96.0544 | TRE | ERCO | Electric Reliability Council of Texas, Inc. | Fairfield Lake | 22 | NR | 2 | IPP Non-CHP | N |  | N |  | N |  | Y | Y | OP | Oncor Electric Delivery Company LLC | 44372 | TX | 345 |  |  | N |  | ENERGY TRANSFER FUEL LP |  |  |  | N | N
55983 | Luminant Generation Company LLC | 3502 | Lake Creek | 4278 Lake Creek Rd | Waco | TX | 76703 | McLennan | 31.4647 | -96.985 | TRE | ERCO | Electric Reliability Council of Texas, Inc. | Lake Creek Lake | 22 | NR | 2 | IPP Non-CHP | N |  | N |  | N |  | N | X |  | Oncor Electric Delivery Company LLC | 44372 | TX | 138 |  |  |  | ATMOS ENERGY CORPORATION
55983 | Luminant Generation Company LLC | 3503 | River Crest | 5058 US Hwy 271 | Bogota | TX | 75417 | Red River | 33.3931 | -95.1467 | TRE | ERCO | Electric Reliability Council of Texas, Inc. | River Crest Lake | 22 | NR | 2 | IPP Non-CHP | N |  | N |  | N |  |  | X |  |  |  |  | 138
55983 | Luminant Generation Company LLC | 3504 | Stryker Creek | 1895 FM 2420 E | Jacksonville | TX | 75785 | Cherokee | 31.9398 | -94.9898 | TRE | ERCO | Electric Reliability Council of Texas, Inc. | Stryker Creek Reservoir | 22 | NR | 2 | IPP Non-CHP | N |  | N |  | N |  | N | X |  | Oncor Electric Delivery Company LLC | 44372 | TX | 138 |  |  | N |  | ENERGY TRANSFER FUEL LP |  |  |  | N | N
55983 | Luminant Generation Company LLC | 3506 | Tradinghouse | 1868 Lake Felton Pkwy | Waco | TX | 76705 | McLennan | 31.5728 | -96.9642 | TRE | ERCO | Electric Reliability Council of Texas, Inc. | Tradinghouse Creek Reservoir | 22 | NR | 2 | IPP Non-CHP | N |  | N |  | N |  | N |  |  | Oncor Electric Delivery Company LLC | 44372 | TX | 345 | 138 |  |  | ATMOS ENERGY CORPORATION
55983 | Luminant Generation Company LLC | 3507 | Trinidad (TX) | 1320 McEntire | Trinidad | TX | 75163 | Henderson | 32.1245 | -96.1013 | TRE | ERCO | Electric Reliability Council of Texas, Inc. | Trinidad Lake | 22 | NR | 2 | IPP Non-CHP | N |  | N |  | N |  | N | X |  | Oncor Electric Delivery Company LLC | 44372 | TX | 138 |  |  | N |  | ENERGY TRANSFER FUEL LP |  |  |  | N | N
1015 | Austin Energy | 3548 | Decker Creek | 8003 Decker Ln | Austin | TX | 78724 | Travis | 30.3033 | -97.6128 | TRE | ERCO | Electric Reliability Council of Texas, Inc. | Lake Walter E. Long | 22 | RE | 1 | Electric Utility | N |  | N |  | N |  |  | X |  | Austin Energy | 1015 | TX | 138 |  |  | N |  | ENTERPRISE TEXAS PIPELINE |  |  |  | N
1015 | Austin Energy | 3549 | Holly Street | 2401 Holly Street | Austin | TX | 78702 | Travis | 30.25 | -97.7167 | TRE | ERCO | Electric Reliability Council of Texas, Inc. | Colorado River | 22 | RE | 1 | Electric Utility | N |  | N |  | N |  |  | X |  | Austin Energy | 1015 | TX | 69
2409 | Brownsville Public Utilities Board | 3559 | Silas Ray | 94 West 13th St Power Plant Dr | Brownsville | TX | 78520 | Cameron | 25.9131 | -97.5214 | TRE | ERCO | Electric Reliability Council of Texas, Inc. | Rio Grande River | 22 | RE | 1 | Electric Utility | N |  | N |  | N |  |  | X |  | Brownsville Public Utilities Board | 2409 | TX | 138 |  |  | N | TEXAS GAS SERVICE |  |  |  |  | N | N
2442 | City of Bryan - (TX) | 3561 | Bryan (TX) | 601 Atkins Street | Bryan | TX | 77801 | Brazos | 30.6474 | -96.3723 | TRE | ERCO | Electric Reliability Council of Texas, Inc. | Municipality | 22 | RE | 1 | Electric Utility | N |  | N |  | N |  | N | X |  | City of Bryan - (TX) | 2442 | TX | 69 |  |  | N |  | ENTERPRISE TEXAS PIPELINE |  |  |  | N
6958 | City of Garland - (TX) | 3574 | C E Newman | 525 E Ave B | Garland | TX | 75040 | Dallas | 32.9125 | -96.6231 | TRE | ERCO | Electric Reliability Council of Texas, Inc. | Municipality | 22 | RE | 1 | Electric Utility | N |  | N |  | N |  | N | X |  | City of Garland | 6958 | TX | 69 |  |  | N |  | None |  |  |  | N | X
6958 | City of Garland - (TX) | 3576 | Ray Olinger | 13835 Cr 489 | Navada | TX | 75173 | Collin | 33.0681 | -96.4525 | TRE | ERCO | Electric Reliability Council of Texas, Inc. | Lake Lavon | 22 | RE | 1 | Electric Utility | N |  | N |  | N |  | N | X |  | City of Garland - (TX) | 6958 | TX | 138 |  |  | N | ATMOS ENERGY CORPORATION | ENERGY TRANSFER COMPANY TEXAS PL LTD | ENERGY TRANSFER COMPANY TEXAS PL LTD |  |  | N | X
7751 | Guadalupe Blanco River Authority | 3581 | Abbott TP 3 | 8860 F M 725 | McQueeney | TX | 78155 | Guadalupe | 29.594 | -98.0407 | TRE | ERCO | Electric Reliability Council of Texas, Inc. | Guadalupe River | 22 | RE | 1 | Electric Utility | N |  | N |  | N |  |  | X |  | Guadalupe Valley Elec Coop Inc | 7752 | TX | 12 |  |  | N
7751 | Guadalupe Blanco River Authority | 3582 | Dunlap TP 1 | 394 Canal Lane | New Brannfels | TX | 78155 | Guadalupe | 29.6402 | -98.0459 | TRE | ERCO | Electric Reliability Council of Texas, Inc. | Guadalupe River | 22 | RE | 1 | Electric Utility | N |  | N |  | N |  |  | X |  | Guadalupe Valley Elec Coop Inc | 7752 | TX | 34.5 |  |  | N
7751 | Guadalupe Blanco River Authority | 3583 | H 4 | 7182 FM 466 | Cost | TX | 78155 | Gonzales | 29.4952 | -97.6249 | TRE | ERCO | Electric Reliability Council of Texas, Inc. | Guadalupe River | 22 | RE | 1 | Electric Utility | N |  | N |  | N |  |  | X |  | Guadalupe Valley Elec Coop Inc | 7752 | TX | 12 |  |  | N
7751 | Guadalupe Blanco River Authority | 3584 | H 5 | 1625 PR 2002 | Gonzales | TX | 78155 | Gonzales | 29.4681 | -97.4919 | TRE | ERCO | Electric Reliability Council of Texas, Inc. | Guadalupe River | 22 | RE | 1 | Electric Utility | N |  | N |  | N |  |  | X |  | Guadalupe Valley Elec Coop Inc | 7752 | TX | 12 |  |  | N
7751 | Guadalupe Blanco River Authority | 3585 | Nolte | 2220 FM 466 | Seguin | TX | 78155 | Guadalupe | 29.5376 | -97.9321 | TRE | ERCO | Electric Reliability Council of Texas, Inc. | Guadalupe River | 22 | RE | 1 | Electric Utility | N |  | N |  | N |  |  | X |  | Guadalupe Valley Elec Coop Inc | 7752 | TX | 12 |  |  | N
7751 | Guadalupe Blanco River Authority | 3586 | TP 4 | 16007 FM 725 | Seguin | TX | 78155 | Guadalupe | 29.5481 | -97.9996 | TRE | ERCO | Electric Reliability Council of Texas, Inc. | Guadalupe River | 22 | RE | 1 | Electric Utility | N |  | N |  | N |  |  | X |  | Guadalupe Valley Elec Coop Inc | 7752 | TX | 12 |  |  | N
11269 | Lower Colorado River Authority | 3594 | Austin | 3700 Lake Austin Blvd | Austin | TX | 78703 | Travis | 30.2934 | -97.7844 | TRE | ERCO | Electric Reliability Council of Texas, Inc. | Lake Austin | 22 | RE | 1 | Electric Utility | N |  | N |  | N |  | N | X |  | Austin Energy | 1015 | TX | 138 |  |  | N | [5 empty] | X | X
11269 | Lower Colorado River Authority | 3595 | Buchanan Dam (TX) | 322 Buchanan Dam Dr. | Buchanan Dam | TX | 78609 | Llano | 30.7507 | -98.4176 | TRE | ERCO | Electric Reliability Council of Texas, Inc. | Lake Buchanan | 22 | RE | 1 | Electric Utility | N |  | N |  | N |  | N | X |  | Lower Colorado River Authority | 11269 |  | 138 |  |  | N | [5 empty] | X | X
11269 | Lower Colorado River Authority | 3597 | Granite Shoals | 3138 North Wirtz Dam Rd | Marble Falls | TX | 78654 | Burnet | 30.556 | -98.3384 | TRE | ERCO | Electric Reliability Council of Texas, Inc. | Lake Lyndon B. Johnson | 22 | RE | 1 | Electric Utility | N |  | N |  | N |  | N | X |  | Lower Colorado River Authority | 11269 |  | 138 |  |  | N | [5 empty] | X | X
11269 | Lower Colorado River Authority | 3598 | Inks | 422 Inks Dam Rd. | Buchanan Dam | TX | 78609 | Burnet | 30.7316 | -98.3854 | TRE | ERCO | Electric Reliability Council of Texas, Inc. | Inks Lake | 22 | RE | 1 | Electric Utility | N |  | N |  | N |  | N | X |  | Lower Colorado River Authority | 11269 |  | 69 |  |  | N | [5 empty] | X | X
11269 | Lower Colorado River Authority | 3599 | Marble Falls | 1395 Starke Dam Rd. | Marble Falls | TX | 78654 | Burnet | 30.5553 | -98.2576 | TRE | ERCO | Electric Reliability Council of Texas, Inc. | Lake Marble Falls | 22 | RE | 1 | Electric Utility | N |  | N |  | N |  | N | X |  | Lower Colorado River Authority | 11269 |  | 138 |  |  | N | [5 empty] | X | X
11269 | Lower Colorado River Authority | 3600 | Marshall Ford | 4400 North Ranch Rd. | Austin | TX | 78738 | Travis | 30.3899 | -97.9073 | TRE | ERCO | Electric Reliability Council of Texas, Inc. | Lake Travis | 22 | RE | 1 | Electric Utility | N |  | N |  | N |  | N | X |  | Lower Colorado River Authority | 11269 |  | 138 |  |  | N | [5 empty] | X | X
11269 | Lower Colorado River Authority | 3601 | Sim Gideon | 257 Power Plant Rd. | Bastrop | TX | 78602 | Bastrop | 30.1456 | -97.2708 | TRE | ERCO | Electric Reliability Council of Texas, Inc. | Lake Bastrop | 22 | RE | 1 | Electric Utility | N |  | N |  | N |  | N | X |  | Lower Colorado River Authority | 11269 |  | 138 |  |  | N |  | ENERGY TRANSFER COMPANY TEXAS PL LTD | ENTERPRISE TEXAS PIPELINE |  |  | X | X
11292 | City of Lubbock - (TX) | 3602 | Ty Cooke | 3500 E. Slaton Hwy | Lubbock | TX | 79404 | Lubbock | 33.5211 | -101.7906 | SPP | SWPP | Southwest Power Pool | Municipality | 22 | RE | 1 | Electric Utility | N |  | N |  | N |  | N | X |  | City of Lubbock - (TX) | 11292 | TX | 69 |  |  | N | Other - See pipeline notes. |  |  |  | ONEOK WESTEX TRANSMISSIOM LLC | N | X
11292 | City of Lubbock - (TX) | 3604 | J Robert Massengale | 230 Massengale Drive | Lubock | TX | 79401 | Lubbock | 33.6039 | -101.8408 | SPP | SWPP | Southwest Power Pool | Municipality | 22 | RE | 1 | Electric Utility | N |  | N |  | N |  | N | X |  | City of Lubbock - (TX) | 11292 | TX | 69 |  |  | N | ATMOS ENERGY CORPORATION |  |  |  |  | N | X
16604 | City of San Antonio - (TX) | 3609 | Leon Creek | 7718 Quintana Rd. | San Antonio | TX | 78211 | Bexar | 29.3525 | -98.5761 | TRE | ERCO | Electric Reliability Council of Texas, Inc. | Wells | 22 | RE | 1 | Electric Utility | N |  | N |  | N |  | N | X |  | City of San Antonio - (TX) | 16604 | TX | 138 |  |  | N |  | ENTERPRISE TEXAS PIPELINE | ENTERPRISE TEXAS PIPELINE |  |  | N | X
16604 | City of San Antonio - (TX) | 3610 | Mission Road | 207 Mission Rd. | San Antonio | TX | 78210 | Bexar | 29.3983 | -98.4892 | TRE | ERCO | Electric Reliability Council of Texas, Inc. | Wells | 22 | RE | 1 | Electric Utility | N |  | N |  | N |  |  | X
16604 | City of San Antonio - (TX) | 3611 | O W Sommers | 12940 US Hwy 181 South | San Antonio | TX | 78263 | Bexar | 29.3081 | -98.3242 | TRE | ERCO | Electric Reliability Council of Texas, Inc. | San Antonio River | 22 | RE | 1 | Electric Utility | N |  | N |  | N |  | N | X |  | City of San Antonio - (TX) | 16604 | TX | 138 |  |  | N |  | ENTERPRISE TEXAS PIPELINE | ENTERPRISE TEXAS PIPELINE |  |  | N | X
16604 | City of San Antonio - (TX) | 3612 | V H Braunig | 15290 Streich Rd. | Elmendorf | TX | 78112 | Bexar | 29.2567 | -98.3825 | TRE | ERCO | Electric Reliability Council of Texas, Inc. | San Antonio River | 22 | RE | 1 | Electric Utility | N |  | N |  | N |  | N | X |  | City of San Antonio - (TX) | 16604 | TX | 138 |  |  | N |  | ENTERPRISE TEXAS PIPELINE | ENTERPRISE TEXAS PIPELINE |  |  | N | X
16604 | City of San Antonio - (TX) | 3613 | W B Tuttle | 9911 Perrin Beitel | San Antonio | TX | 78217 | Bexar | 29.53 | -98.4181 | TRE | ERCO | Electric Reliability Council of Texas, Inc. | Wells | 22 | RE | 1 | Electric Utility | N |  | N |  | N |  |  | X |  | San Antonio City of | 16604 | TX | 138
20230 | Weatherford Mun Utility System | 3624 | Weatherford | 614 Fort Worth Highway | Weatherford | TX | 76086 | Parker | 32.7581 | -97.7873 | TRE | ERCO | Electric Reliability Council of Texas, Inc. | Municipality | 22 | RE | 1 | Electric Utility | N |  | N |  | N |  | N | X |  | Weatherford Mun Utility System | 20230 | TX | 7.4 |  |  | N | TEXAS GAS SERVICE |  |  |  |  | X | X
2172 | Brazos Electric Power Coop Inc | 3627 | North Texas | 602 West Lake Drive | Weatherford | TX | 76087 | Parker | 32.7788 | -97.6945 | TRE | ERCO | Electric Reliability Council of Texas, Inc. | Lake Weatherford | 22 | RE | 1 | Electric Utility | N |  | N |  | N |  | N | X | OS | Brazos Electric Power Coop Inc | 2172 | TX | 69 |  |  | N | [5 empty] | N | N
2172 | Brazos Electric Power Coop Inc | 3628 | R W Miller | 2217 F.M.Road 3137 | Palo Pinto | TX | 76484 | Palo Pinto | 32.6581 | -98.3103 | TRE | ERCO | Electric Reliability Council of Texas, Inc. | Lake Palo Pinto | 22 | RE | 1 | Electric Utility | N |  | N |  | N |  | Y | Y | OP | Brazos Electric Power Coop Inc | 2172 |  | 138 |  |  | N | ATMOS ENERGY CORPORATION |  |  |  |  | N | X
17583 | South Texas Electric Coop, Inc | 3630 | Pearsall | 2393 County Road 1005 | Pearsall | TX | 78061 | Frio | 28.9275 | -99.0919 | TRE | ERCO | Electric Reliability Council of Texas, Inc. | Wells | 22 | RE | 1 | Electric Utility | N |  | N |  | N |  | N | X |  | South Texas Electric Coop, Inc | 17583 | TX | 69 | 138 |  | N |  | Other - Please explain in pipeline notes below. |  |  | Connected to ~52 mile "LaSalle Pipeline" owned and operated by NextEra Energy Partners, LP | N
17583 | South Texas Electric Coop, Inc | 3631 | Sam Rayburn | 2849 FM 447 | Nursery | TX | 77976 | Victoria | 28.8947 | -97.135 | TRE | ERCO | Electric Reliability Council of Texas, Inc. | Guadalupe River | 22 | RE | 1 | Electric Utility | N |  | N |  | N |  | N | X |  | South Texas Electric Coop, Inc | 17583 | TX | 69 | 138 |  | N |  | Other - Please explain in pipeline notes below. |  |  | Connected to the Mission Valley Pipeline owned and operated by NextEra Energy Partners, LP | N
1434 | Beaver City Corporation | 3643 | Upper Beaver | Hwy 153, 10 Mi E of Beaver | Beaver | UT | 84713 | Beaver | 38.2683 | -112.4806 | WECC | PACE | PacifiCorp - East | Beaver River | 22 | RE | 1 | Electric Utility | N |  | N |  | N |  | N | X |  | PacifiCorp | 14354 | UT | 46 |  |  | N | [5 empty] | N | N
14354 | PacifiCorp | 3644 | Carbon | Hwy 6 & Hwy 91, 12 mi N Price | Price | UT | 84526 | Carbon | 39.7272 | -110.8644 | WECC | PACE | PacifiCorp - East | Price River | 22 | RE | 1 | Electric Utility | N |  | N |  | N |  | N | X |  | PacifiCorp | 14354 | UT | 138
14354 | PacifiCorp | 3646 | Cutler Hydro | 1365 W Cutler Dam Road | Collinston | UT | 84306 | Box Elder | 41.8347 | -112.0521 | WECC | PACE | PacifiCorp - East | Bear River | 22 | RE | 1 | Electric Utility | N |  | N |  | N |  |  | X |  | PacifiCorp | 14354 | UT | 46 |  |  | N
14354 | PacifiCorp | 3648 | Gadsby | 1407 West North Temple Rear | Salt Lake City | UT | 84104 | Salt Lake | 40.7686 | -111.9289 | WECC | PACE | PacifiCorp - East | Jordan River | 22 | RE | 1 | Electric Utility | N |  | N |  | N |  |  | X |  | PacifiCorp | 14354 | UT | 46 |  |  | N | QUESTAR GAS COMPANY |  |  |  |  | N
14354 | PacifiCorp | 3651 | Granite | 4101 Big Cottonwood Canyon Rd | Salt lake City | UT | 84121 | Salt Lake | 40.6192 | -111.7821 | WECC | PACE | PacifiCorp - East | Big Cottonwood Creek | 22 | RE | 1 | Electric Utility | N |  | N |  | N |  |  | X |  | PacifiCorp | 14354 | UT | 12.47 |  |  | N
14354 | PacifiCorp | 3655 | Olmstead | 1018 N 1630 E Highway 16 | Orem | UT | 84601 | Utah | 40.3158 | -111.6547 | WECC | PACE | PacifiCorp - East | Provo River | 22 | RE | 1 | Electric Utility | N |  | N |  | N |  |  | X |  | PacifiCorp | 14354 | UT | 46 |  |  | N
14354 | PacifiCorp | 3656 | Pioneer | 1218 12th Street | Ogden | UT | 84404 | Weber | 41.2436 | -111.9465 | WECC | PACE | PacifiCorp - East | Ogden River | 22 | RE | 1 | Electric Utility | N |  | N |  | N |  |  | X |  | PacifiCorp | 14354 | UT | 46 |  |  | N
8366 | Heber Light & Power Company | 3658 | Snake Creek | Snake Creek Drive | Midway | UT | 84049 | Wasatch | 40.5449 | -111.5029 | WECC | PACE | PacifiCorp - East | Snake Creek | 22 | RE | 1 | Electric Utility | N |  | N |  | N |  | N | X |  | PacifiCorp | 14354 | UT | 12.47 |  |  | N | [5 empty] | N | N
14354 | PacifiCorp | 3659 | Stairs | E. Big Cottonwood Canyon Road | Salt Lake City | UT | 84121 | Salt Lake | 40.6236 | -111.7533 | WECC | PACE | PacifiCorp - East | Big Cottonwood Creek | 22 | RE | 1 | Electric Utility | N |  | N |  | N |  |  | X |  | PacifiCorp | 14354 | UT | 12.47 |  |  | N
14354 | PacifiCorp | 3661 | Weber | 1 Mi E. of South Weber on I84 | South Weber | UT | 84403 | Weber | 41.1376 | -111.8849 | WECC | PACE | PacifiCorp - East | Weber River | 22 | RE | 1 | Electric Utility | N |  | N |  | N |  |  | X |  | PacifiCorp | 14354 | UT | 46 |  |  | N
2010 | City of Bountiful | 3665 | Bountiful City | 253 South 200 W | Bountiful | UT | 84010 | Davis | 40.8869 | -111.8853 | WECC | PACE | PacifiCorp - East | Municipality | 22 | RE | 1 | Electric Utility | N |  | N |  | N |  | N | X |  | City of Bountiful | 2010 | UT | 46 |  |  | N | QUESTAR GAS COMPANY |  |  |  |  | N
2220 | Brigham City Corporation | 3666 | Brigham City | 450 South 1500 East | Brigham | UT | 84302 | Box Elder | 41.5016 | -111.9934 | WECC | PACE | PacifiCorp - East | Mantua Reservoir | 22 | RE | 1 | Electric Utility | N |  | N |  | N |  | N | X |  | Brigham City Corporation | 2220 | UT | 4 |  |  | N | [5 empty] | X | X
11135 | City of Logan - (UT) | 3675 | Hydro III | 3700 E Hwy 89 | Logan | UT | 84321 | Cache | 41.7464 | -111.746 | WECC | PACE | PacifiCorp - East | Logan River | 22 | RE | 1 | Electric Utility | N |  | N |  | N |  | N | X |  | City of Logan - (UT) | 11135 | UT | 12 |  |  | N | QUESTAR GAS COMPANY |  |  |  |  | N | X
11588 | City of Manti - (UT) | 3676 | Manti Upper | 5000 East 500 South | Manti | UT | 84642 | Sanpete | 39.2559 | -111.6215 | WECC | PACE | PacifiCorp - East | Cullinary | 22 | RE | 1 | Electric Utility | N |  | N |  | N |  |  | X |  | City of Manti - (UT) | 11588 | UT | 4 |  |  | N | [5 empty] | X | X
13137 | City of Murray - (UT) | 3683 | Murray City | 153 W 4800 So | Murray | UT | 84107 | Salt Lake | 40.67 | -111.89 | WECC | PACE | PacifiCorp - East | Municipality | 22 | RE | 1 | Electric Utility | N |  | N |  | N |  |  | X |  | City of Murray | 13137 | UT | 138 |  |  | N | QUESTAR GAS COMPANY |  |  |  |  | N | N
15444 | Provo City Corp | 3686 | Provo | 702 North 300 West | Provo | UT | 84601 | Utah | 40.2429 | -111.6631 | WECC | PACE | PacifiCorp - East | Cooling Tower | 22 | RE | 1 | Electric Utility | N |  | N |  | N |  | N | X |  | Provo City Corp | 15444 | UT | 12.8 |  |  | N | QUESTAR GAS COMPANY |  |  |  |  | N | X
17845 | City of Springville - (UT) | 3688 | Bartholomew | 3593 LeftFork, Hobble Creek Cn | Springville | UT | 84663 | Utah | 40.1671 | -111.4995 | WECC | PACE | PacifiCorp - East | Bartholomew Springs | 22 | RE | 1 | Electric Utility | N |  | N |  | N |  | N | X |  | City of Springville - (UT) | 17845 | UT | 12.46 |  |  | N | [5 empty] | X | X
18205 | Strawberry Water Users Assn | 3691 | Spanish Fork | 2100 E. Powerhouse Rd. | Spanish Fork | UT | 84660 | Utah | 40.08 | -111.6048 | WECC | PACE | PacifiCorp - East | Strawberry Reservoir | 22 | RE | 1 | Electric Utility | N |  | N |  | N |  |  | X |  | Strawberry Water Users Assn | 18205 |  | 46 |  |  | N
20255 | Weber Basin Water Conserv Dist | 3697 | Gateway | 6430 Gateway Drive | Mountain Green | UT | 84050 | Morgan | 41.1365 | -111.8314 | WECC | PACE | PacifiCorp - East | Weber River | 22 | RE | 1 | Electric Utility | N |  | N |  | N |  | N | X |  | PacifiCorp | 14354 | UT | 46 |  |  | N | [5 empty] | N | X
20255 | Weber Basin Water Conserv Dist | 3698 | Wanship | 3145 Rockport Dr | Wanship | UT | 84017 | Summit | 40.7904 | -111.4043 | WECC | PACE | PacifiCorp - East | Rockport Reservoir | 22 | RE | 1 | Electric Utility | N |  | N |  | N |  | N | X |  | PacifiCorp | 14354 | UT | 46 |  |  | N | [5 empty] | N | X
6957 | Garkane Energy Coop, Inc | 3699 | Boulder | 5701 North Highway 12 | Boulder | UT | 84716 | Garfield | 37.9858 | -111.4383 | WECC | WACM | Western Area Power Administration - Rocky Mountain Region | Boulder Creek | 22 | RE | 1 | Electric Utility | N |  | N |  | N |  | N | X |  | Garkane Energy Coop, Inc | 6957 | UT | 2.4 |  |  | N | [5 empty] | X | X
12866 | Moon Lake Electric Assn Inc | 3704 | Uintah | Uintah Canyon Farm Creek Junct | Neola | UT | 84053 | Duchesne | 40.5381 | -110.0661 | WECC | WACM | Western Area Power Administration - Rocky Mountain Region | Uintah River | 22 | RE | 1 | Electric Utility | N |  | N |  | N |  | N | X |  | Moon Lake Electric Assn Inc | 12866 | UT | 12.5 |  |  | N
7601 | Green Mountain Power Corp | 3708 | Ascutney | 776 Route 131 | Weatherfield | VT | 5030 | Windsor | 43.4011 | -72.4203 | NPCC | ISNE | ISO New England Inc. | Well | 22 | RE | 1 | Electric Utility | N |  | N |  | N |  |  | X |  | Green Mountain Power Corp | 7601 | VT | 46 |  |  | N
7601 | Green Mountain Power Corp | 3709 | Smith (VT) | 105 South Main Street | Bradford | VT | 5033 | Orange | 43.9921 | -72.1282 | NPCC | ISNE | ISO New England Inc. | Waits River | 22 | RE | 1 | Electric Utility | N |  | N |  | N |  |  | X |  | Green Mountain Power Corp | 7601 | VT | 46 |  |  | N
7601 | Green Mountain Power Corp | 3710 | Cavendish | 241 Power Plant Road | Cavendish | VT | 5142 | Windsor | 43.3812 | -72.5982 | NPCC | ISNE | ISO New England Inc. | Black River | 22 | RE | 1 | Electric Utility | N |  | N |  | N |  |  | X |  | Green Mountain Power Corp | 7601 | VT | 46 |  |  | N
7601 | Green Mountain Power Corp | 3711 | Clark Falls | 16 Howard Drive | Milton | VT | 5468 | Chittenden | 44.6356 | -73.12 | NPCC | ISNE | ISO New England Inc. | Lamoille River | 22 | RE | 1 | Electric Utility | N |  | N |  | N |  |  | X |  | Green Mountain Power Corp | 7601 | VT | 34.5 |  |  | N
7601 | Green Mountain Power Corp | 3712 | Fairfax Falls | 781 Main St. | Fairfax | VT | 5454 | Franklin | 44.6534 | -72.9961 | NPCC | ISNE | ISO New England Inc. | Lamoille River | 22 | RE | 1 | Electric Utility | N |  | N |  | N |  |  | X |  | Green Mountain Power Corp | 7601 | VT | 34.5 |  |  | N
7601 | Green Mountain Power Corp | 3714 | Glen | 747 US Rt 7 North | Rutland Town | VT | 5701 | Rutland | 43.6368 | -72.9758 | NPCC | ISNE | ISO New England Inc. | East Creek | 22 | RE | 1 | Electric Utility | N |  | N |  | N |  |  | X |  | Green Mountain Power Corp | 7601 | VT | 46 |  |  | N
7601 | Green Mountain Power Corp | 3716 | Lower Middlebury | 85 Seymour Street Ext. | Middlebury Lower | VT | 5753 | Addison | 44.0249 | -73.1768 | NPCC | ISNE | ISO New England Inc. | Otter Creek | 22 | RE | 1 | Electric Utility | N |  | N |  | N |  |  | X |  | Green Mountain Power Corp | 7601 | VT | 46 |  |  | N
7601 | Green Mountain Power Corp | 3717 | Milton | 85 Ritchie Ave. | Milton | VT | 5468 | Chittenden | 44.6414 | -73.1134 | NPCC | ISNE | ISO New England Inc. | Lamoille River | 22 | RE | 1 | Electric Utility | N |  | N |  | N |  |  | X |  | Green Mountain Power Corp | 7601 | VT | 34.5 |  |  | N
7601 | Green Mountain Power Corp | 3720 | Peterson | 197 West Milton Road | Milton | VT | 5468 | Chittenden | 44.6381 | -73.1625 | NPCC | ISNE | ISO New England Inc. | Lamoille River | 22 | RE | 1 | Electric Utility | N |  | N |  | N |  |  | X |  | Green Mountain Power Corp | 7601 | VT | 34.5 |  |  | N
7601 | Green Mountain Power Corp | 3722 | Pittsford | 5 Powerhouse Road | Pittsford | VT | 5763 | Rutland | 43.694 | -72.955 | NPCC | ISNE | ISO New England Inc. | Chittenden Reservoir | 22 | RE | 1 | Electric Utility | N |  | N |  | N |  |  | X |  | Green Mountain Power Corp | 7601 | VT | 46 |  |  | N
7601 | Green Mountain Power Corp | 3723 | Rutland | 296 Green Hills Lane | Rutland City | VT | 5701 | Rutland | 43.603 | -72.9923 | NPCC | ISNE | ISO New England Inc. | Otter Creek | 22 | RE | 1 | Electric Utility | N |  | N |  | N |  |  | X |  | Green Mountain Power Corp | 7601 | VT | 46 |  |  | N
7601 | Green Mountain Power Corp | 3724 | Salisbury | 1084 Maple Street | Salisbury | VT | 5769 | Addison | 43.8954 | -73.1007 | NPCC | ISNE | ISO New England Inc. | Leicester River | 22 | RE | 1 | Electric Utility | N |  | N |  | N |  |  | X |  | Green Mountain Power Corp | 7601 | VT | 46 |  |  | N
7601 | Green Mountain Power Corp | 3725 | Silver Lake (VT) | 3668 Lake Dunmore Road | Salisbury | VT | 5769 | Addison | 43.8986 | -73.0531 | NPCC | ISNE | ISO New England Inc. | Sucker Brook | 22 | RE | 1 | Electric Utility | N |  | N |  | N |  |  | X |  | Green Mountain Power Corp | 7601 | VT | 46 |  |  | N
7601 | Green Mountain Power Corp | 3728 | Weybridge | 19 Water Street | Weybridge | VT | 5753 | Addison | 44.0661 | -73.2158 | NPCC | ISNE | ISO New England Inc. | Otter Creek | 22 | RE | 1 | Electric Utility | N |  | N |  | N |  |  | X |  | Green Mountain Power Corp | 7601 | VT | 46 |  |  | N
49852 | Great Bay Hydro Corp | 3730 | Newport Diesels | 964 Clyde Street | Newport | VT | 5855 | Orleans | 44.9381 | -72.18 | NPCC | ISNE | ISO New England Inc. | Clyde Pond | 22 | NR | 2 | IPP Non-CHP | N |  | N |  | Y | 04-46-000 | N | X |  | Vermont Electric Cooperative, Inc. | 19791 | VT | 4.16
49852 | Great Bay Hydro Corp | 3731 | Newport | 964 Clyde Street | Newport | VT | 5855 | Orleans | 44.9376 | -72.18 | NPCC | ISNE | ISO New England Inc. | Clyde Pond | 22 | NR | 2 | IPP Non-CHP | N |  | Y | 13350000 | Y | 04-46-000 | N | X |  | Vermont Electric Cooperative, Inc | 19791 | VT | 4.16 |  |  | N
7601 | Green Mountain Power Corp | 3734 | Berlin 5 | 144 Nelson Drive | Berlin | VT | 5641 | Washington | 44.251 | -72.6027 | NPCC | ISNE | ISO New England Inc. | Well | 22 | RE | 1 | Electric Utility | N |  | N |  | N |  |  | X |  | Green Mountain Power Corp | 7601 | VT | 34.5 |  |  | N
7601 | Green Mountain Power Corp | 3735 | Colchester 16 | 154 Gorge Road | Colchester | VT | 5446 | Chittenden | 44.4906 | -73.1703 | NPCC | ISNE | ISO New England Inc. |  | 22 | RE | 1 | Electric Utility | N |  | N |  | N |  |  | X |  | Green Mountain Power Corp | 7601 | VT | 34.5 |  |  | N
7601 | Green Mountain Power Corp | 3737 | Essex Junction 19 | 111 Park Street | Essex Junction | VT | 5452 | Chittenden | 44.4821 | -73.1164 | NPCC | ISNE | ISO New England Inc. | Winooski River | 22 | RE | 1 | Electric Utility | N |  | N |  | N |  |  | X |  | Green Mountain Power Corp | 7601 | VT | 34.5 |  |  | N
7601 | Green Mountain Power Corp | 3739 | Marshfield 6 | 78 Power Plant Road | Marshfield | VT | 5658 | Washington | 44.3606 | -72.3356 | NPCC | ISNE | ISO New England Inc. | Marshfield Dam | 22 | RE | 1 | Electric Utility | N |  | N |  | N |  |  | X |  | Green Mountain Power Corp | 7601 | VT | 34.5 |  |  | N
7601 | Green Mountain Power Corp | 3740 | Middlesex 2 | 7515 Route 100B | Moretown | VT | 5602 | Washington | 44.2924 | -72.6824 | NPCC | ISNE | ISO New England Inc. | Winooski River | 22 | RE | 1 | Electric Utility | N |  | N |  | N |  |  | X |  | Green Mountain Power Corp | 7601 | VT | 34.5 |  |  | N
7601 | Green Mountain Power Corp | 3743 | West Danville 15 | 268 Power Plant Plant Road | Danville | VT | 5873 | Caledonia | 44.4056 | -72.1881 | NPCC | ISNE | ISO New England Inc. | Joes Brook | 22 | RE | 1 | Electric Utility | N |  | N |  | N |  |  | X |  | Green Mountain Power Corp | 7601 | VT | 34.5 |  |  | N
50048 | TransCanada Hydro Northeast Inc., | 3745 | Bellows Falls | 12 Mill St | Bellow Falls | VT | 5101 | Windham | 43.1375 | -72.4464 | NPCC | ISNE | ISO New England Inc. | Connecticut River | 22 | NR | 2 | IPP Non-CHP | N |  | N |  | Y | 98-91-000 | N | X |  | Green Mountain Power Corp | 7601 | VT | 115 |  |  | N | [5 empty] | X | X
50048 | TransCanada Hydro Northeast Inc., | 3746 | Harriman | Route 100 | Whitingham | VT | 5361 | Windham | 42.7936 | -72.9144 | NPCC | ISNE | ISO New England Inc. | Deerfield River | 22 | NR | 2 | IPP Non-CHP | N |  | N |  | Y | 98-91-000 | N | X |  | Green Mountain Power Corp | 7601 | VT | 115 |  |  | N | [5 empty] | X | X
15472 | Public Service Co of NH | 3750 | Canaan | Beechers Falls Rd. | Canaan | VT | 5903 | Essex | 44.9993 | -71.5302 | NPCC | ISNE | ISO New England Inc. | Connecticut River | 22 | RE | 1 | Electric Utility | N |  | N |  | N |  | N | X |  | Public Service Co of NH | 15472 | NH | 34.5 |  |  | N
1299 | Barton Village, Inc | 3753 | West Charleston | Rte 105 | West Charleston | VT | 5872 | Orleans | 44.8874 | -72.0554 | NPCC | ISNE | ISO New England Inc. | Clyde River | 22 | RE | 1 | Electric Utility | N |  | N |  | N |  | N | X |  | Barton Village, Inc | 1299 | VT | 360 |  |  | N | [5 empty] | N | X
2548 | City of Burlington Electric - (VT) | 3754 | Burlington GT | 124 Penny Lane | Burlington | VT | 5401 | Chittenden | 44.4814 | -73.2239 | NPCC | ISNE | ISO New England Inc. |  | 22 | RE | 1 | Electric Utility | N |  | N |  | N |  | N | X |  | City of Burlington Electric - (VT) | 2548 | VT | 13.8 |  |  | N | [5 empty] | N | N
11359 | Village of Lyndonville - (VT) | 3762 | Great Falls (VT) | Great Falls Drive | Lyndon | VT | 5851 | Caledonia | 44.5002 | -71.9989 | NPCC | ISNE | ISO New England Inc. | Passumpsic River | 22 | RE | 1 | Electric Utility | N |  | N |  | N |  | N | X |  | Village of Lyndonville - (VT) | 11359 | VT | 7.2 |  |  | N | [5 empty] | X | X
12989 | Village of Morrisville - (VT) | 3764 | Morrisville | 47 B Street | Morrisville | VT | 5661 | Lamoille | 44.5618 | -72.6024 | NPCC | ISNE | ISO New England Inc. | Lamoille River | 22 | RE | 1 | Electric Utility | N |  | N |  | N |  | N | X |  | Village of Morrisville - (VT) | 12989 | VT | 34.5 |  |  | N
12989 | Village of Morrisville - (VT) | 3765 | Cadys Falls | 1564 Cady's Falls Road | Morrisville | VT | 5661 | Lamoille | 44.5776 | -72.6119 | NPCC | ISNE | ISO New England Inc. | Lamoille River | 22 | RE | 1 | Electric Utility | N |  | N |  | N |  | N | X |  | Village of Morrisville - (VT) | 12989 | VT | 34.5 |  |  | N
733 | Appalachian Power Co | 3772 | Buck Hydro | Route 737 | Ivanhoe | VA | 24350 | Carroll | 36.8082 | -80.9387 | RFC | PJM | PJM Interconnection, LLC | New River | 22 | RE | 1 | Electric Utility | N |  | N |  | N |  |  | X |  | Appalachian Power Co | 733 | VA | 13.2 |  |  | N
733 | Appalachian Power Co | 3773 | Byllesby 2 | Route 602 | Ivanhoe | VA | 24350 | Carroll | 36.7858 | -80.9333 | RFC | PJM | PJM Interconnection, LLC | New River | 22 | RE | 1 | Electric Utility | N |  | N |  | N |  |  | X |  | Appalachian Power Co | 733 | VA | 69 |  |  | N
733 | Appalachian Power Co | 3774 | Claytor | Route 605 | Radford | VA | 24141 | Pulaski | 37.075 | -80.5847 | RFC | PJM | PJM Interconnection, LLC | New River | 22 | RE | 1 | Electric Utility | N |  | N |  | N |  |  | X |  | Appalachian Power Co | 733 | VA | 138 |  |  | N
733 | Appalachian Power Co | 3775 | Clinch River | State Route 82 | Cleveland | VA | 24225 | Russell | 36.9333 | -82.1997 | RFC | PJM | PJM Interconnection, LLC | Clinch River | 22 | RE | 1 | Electric Utility | N |  | N |  | N |  | Y | N | OP | Appalachian Power Co | 733 | VA | 138 |  |  | N | Other - See pipeline notes. | EAST TENNESSEE NATURAL GAS LLC |  |  |  | N | X
733 | Appalachian Power Co | 3776 | Glen Lyn | U.S Route 460 | Glen Lyn | VA | 24093 | Giles | 37.3706 | -80.8633 | RFC | PJM | PJM Interconnection, LLC | New River | 22 | RE | 1 | Electric Utility | N |  | N |  | N |  | Y | N | OP | Appalachian Power Co | 733 | VA | 138 |  |  | N | [5 empty] | N | X
733 | Appalachian Power Co | 3777 | Leesville | Rt. 754 | Hurt | VA | 24563 | Pittsylvania | 37.0933 | -79.4025 | RFC | PJM | PJM Interconnection, LLC | Roanoke River | 22 | RE | 1 | Electric Utility | N |  | N |  | N |  |  | X |  | Appalachian Power Co | 733 | VA | 138 |  |  | N
733 | Appalachian Power Co | 3778 | Niagara | 1495 Niagara Rd | Vinton | VA | 24179 | Roanoke | 37.2544 | -79.8756 | RFC | PJM | PJM Interconnection, LLC | Roanoke River | 22 | RE | 1 | Electric Utility | N |  | N |  | N |  |  | X |  | Appalachian Power Co | 733 | VA | 12 |  |  | N
733 | Appalachian Power Co | 3779 | Reusens | 4300 Hydro Street | Lynchburg | VA | 24503 | Campbell | 37.4639 | -79.1856 | RFC | PJM | PJM Interconnection, LLC | James River | 22 | RE | 1 | Electric Utility | N |  | N |  | N |  |  | X |  | Appalachian Power Co | 733 | VA | 34.5 |  |  | N
733 | Appalachian Power Co | 3780 | Smith Mountain | Route 1 | Penhook | VA | 24141 | Pittsylvania | 37.0413 | -79.5356 | RFC | PJM | PJM Interconnection, LLC | Roanoke River | 22 | RE | 1 | Electric Utility | N |  | N |  | N |  |  | X |  | Appalachian Power Co | 733 | VA | 138 |  |  | Y
56609 | Calpine Mid-Atlantic Generation LLC | 3782 | Bayview | Rt 684; 22872 Bayview Circle | Bayview | VA | 23316 | Northampton | 37.2717 | -75.9682 | RFC | PJM | PJM Interconnection, LLC |  | 22 | NR | 2 | IPP Non-CHP | N |  | N |  | Y | 03-84 |  | X |  | Delmarva Power | 5027 | DE | 69 |  |  | N | [5 empty] | N | N
56609 | Calpine Mid-Atlantic Generation LLC | 3785 | Tasley | 21417 Taylor Road | Tasley | VA | 23441 | Accomack | 37.7061 | -75.7031 | RFC | PJM | PJM Interconnection, LLC |  | 22 | NR | 2 | IPP Non-CHP | N |  | N |  | Y | 03-84 |  | X |  | Delmarva Power | 5027 | DE | 69 |  |  | N | [5 empty] | N | N
59927 | PE Hydro Generation, LLC | 3789 | Luray Hydro Station | 650 Power Dam Road | Luray | VA | 22835 | Page | 38.6767 | -78.4989 | RFC | PJM | PJM Interconnection, LLC | Shenandoah River | 22 | NR | 2 | IPP Non-CHP | N |  | N |  | Y | EG14-4 | N | X |  | West Penn Power Company | 20387 | PA | 34.5 |  |  | N
59927 | PE Hydro Generation, LLC | 3790 | Newport Hydro Station | -- | Newport | VA | 24128 | Page | 38.5714 | -78.5936 | RFC | PJM | PJM Interconnection, LLC | Shenandoah River | 22 | NR | 2 | IPP Non-CHP | N |  | N |  | Y | EG14-4 | N | X |  | West Penn Power Company | 20387 | PA | 34.5 |  |  | N | [5 empty] | X | X
19876 | Virginia Electric & Power Co | 3796 | Bremo Bluff | 1038 Bremo Road | Bremo Bluff | VA | 23022 | Fluvanna | 37.7089 | -78.2878 | SERC | PJM | PJM Interconnection, LLC | James River | 22 | RE | 1 | Electric Utility | N |  | N |  | N |  | Y | N | OS | Virginia Electric & Power Co | 19876 | VA | 115 |  |  | N |  | TRANSCONTINENTAL GAS PIPELINE |  |  |  | N
19876 | Virginia Electric & Power Co | 3797 | Chesterfield | 500 Coxendale Road | Chester | VA | 23831 | Chesterfield | 37.3822 | -77.3833 | SERC | PJM | PJM Interconnection, LLC | James River | 22 | RE | 1 | Electric Utility | N |  | N |  | N |  | Y | Y | OP | Virginia Electric & Power Co | 19876 | VA | 230 |  |  | N |  | DOMINION TRANSMISSION INCORPORATED |  |  |  | N
19876 | Virginia Electric & Power Co | 3798 | Cushaw | Mt Grove CR-01 600 N. | Warm Springs | VA | 24526 | Amherst | 37.5929 | -79.3808 | SERC | PJM | PJM Interconnection, LLC | James River | 22 | RE | 1 | Electric Utility | N |  | N |  | N |  | N | X |  | Virginia Electric & Power Co | 19876 | VA | 115 |  |  | N
19876 | Virginia Electric & Power Co | 3799 | Low Moor | 9319 Rich Patch Road | Covington | VA | 24426 | Alleghany | 37.777 | -79.892 | SERC | PJM | PJM Interconnection, LLC |  | 22 | RE | 1 | Electric Utility | N |  | N |  | N |  | N | X |  | Virginia Electric & Power Co | 19876 | VA | 138 |  |  | N |  | TRANSCONTINENTAL GAS PIPELINE
19876 | Virginia Electric & Power Co | 3800 | Northern Neck | 819 Indian Field Road | Warsaw | VA | 22572 | Richmond | 37.95 | -76.711 | SERC | PJM | PJM Interconnection, LLC |  | 22 | RE | 1 | Electric Utility | N |  | N |  | N |  | N | X |  | Virginia Electric & Power Co | 19876 | VA | 115 |  |  | N
19876 | Virginia Electric & Power Co | 3803 | Chesapeake | 2701 VEPCO St | Chesapeake | VA | 23323 | Chesapeake City | 36.7711 | -76.3019 | SERC | PJM | PJM Interconnection, LLC | S Branch Elizabeth River | 22 | RE | 1 | Electric Utility | N |  | N |  | N |  | Y | N | OP | Virginia Electric & Power Co | 19876 | VA | 115 |  |  | N
19876 | Virginia Electric & Power Co | 3804 | Possum Point | 19000 Possum Point Road | Dumfries | VA | 22026 | Prince William | 38.5367 | -77.2806 | SERC | PJM | PJM Interconnection, LLC | Potomac River | 22 | RE | 1 | Electric Utility | N |  | N |  | N |  | Y | Y | OS | Virginia Electric & Power Co | 19876 | VA | 230 |  |  | N |  | DOMINION COVE POINT LNG LP |  |  |  | N
19876 | Virginia Electric & Power Co | 3806 | Surry | 5570 Hog Island Road | Surry | VA | 23883 | Surry | 37.1661 | -76.6986 | SERC | PJM | PJM Interconnection, LLC | James River | 22 | RE | 1 | Electric Utility | N |  | N |  | N |  | N | X |  | Virginia Electric & Power Co | 19876 | VA | 500 |  |  | N
19876 | Virginia Electric & Power Co | 3809 | Yorktown | 1600 Waterview Road | Yorktown | VA | 23690 | York | 37.2144 | -76.4611 | SERC | PJM | PJM Interconnection, LLC | York River | 22 | RE | 1 | Electric Utility | N |  | N |  | N |  | N | X |  | Virginia Electric & Power Co | 19876 | VA | 230 |  |  | N |  | DOMINION TRANSMISSION INCORPORATED
1456 | Town of Bedford - (VA) | 3821 | Snowden | 7443 Elon Road | Big Island | VA | 24526 | Bedford | 37.5736 | -79.3715 | RFC | PJM | PJM Interconnection, LLC | James River | 22 | RE | 1 | Electric Utility | N |  | N |  | N |  | N | X |  | Town of Bedford - (VA) | 1456 | VA | 23 |  |  | N | [5 empty] | X | X
4619 | Town of Culpeper- (VA) | 3823 | West Spring Street | 410 West Spring St. | Culpeper | VA | 22701 | Culpeper | 38.27 | -78.035 | SERC | PJM | PJM Interconnection, LLC | Municipality | 22 | RE | 1 | Electric Utility | N |  | N |  | N |  |  | X |  | Town of Culpeper- (VA) | 4619 | VA | 12.47 |  |  | N
4794 | City of Danville - (VA) | 3825 | Pinnacles | 6211 Kibler Valley Road | Ararat | VA | 24053 | Patrick | 36.6669 | -80.4479 | RFC | PJM | PJM Interconnection, LLC | Dan River | 22 | RE | 1 | Electric Utility | N |  | N |  | N |  | N | X |  | City of Danville - (VA) | 4794 | VA | 69 |  |  | N | [5 empty] | X | X
11770 | City of Martinsville - (VA) | 3826 | Martinsville | 1820 Greensboro Rd | Martinsville | VA | 24112 | Henry | 36.6641 | -79.8836 | RFC | PJM | PJM Interconnection, LLC | Smith River | 22 | RE | 1 | Electric Utility | N |  | N |  | N |  | N | X |  | City of Martinsville - (VA) | 11770 | VA | 4.16 |  |  | N | [5 empty] | X
15619 | City of Radford - (VA) | 3827 | Radford | 701 17th Street | Radford | VA | 24141 | Pulaski | 37.0784 | -80.5727 | RFC | PJM | PJM Interconnection, LLC | Little River | 22 | RE | 1 | Electric Utility | N |  | N |  | N |  | N | X |  | City of Radford - (VA) | 15619 | VA | 4.16 |  |  | N | [5 empty] | X | X
18574 | USCE-Wilmington District | 3833 | John H Kerr | 5460 Buggs Island Road | Boydton | VA | 23917 | Mecklenburg | 36.5994 | -78.3005 | SERC | PJM | PJM Interconnection, LLC | Reservoir | 22 | RE | 1 | Electric Utility | N |  | N |  | N |  | N | X |  | Virginia Electric & Power Co | 19876 | VA | 115 |  |  | N | [5 empty] | N | N
18574 | USCE-Wilmington District | 3834 | Philpott Lake | 810 Spillway Road | Bassett | VA | 24055 | Henry | 36.7803 | -80.0281 | RFC | PJM | PJM Interconnection, LLC | Reservoir | 22 | RE | 1 | Electric Utility | N |  | N |  | N |  | N | X |  | Appalachian Power Co | 733 | VA | 138 |  |  | N
19099 | TransAlta Centralia Gen LLC | 3845 | Transalta Centralia Generation | 913 Big Hanaford Rd. | Centralia | WA | 98531 | Lewis | 46.7559 | -122.8598 | WECC | BPAT | Bonneville Power Administration | Skookumchuck River | 22 | NR | 2 | IPP Non-CHP | N |  | N |  | Y | 05-31-000 | N | X |  | Bonneville Power Administration | 1738 | WA | 500 |  |  | N
14354 | PacifiCorp | 3846 | Condit | Powerhouse Rd & Hwy 141 | White Salmon | WA | 98672 | Klickitat | 45.7544 | -121.5269 | WECC | PACW | PacifiCorp - West | White Salmon River | 22 | RE | 1 | Electric Utility | N |  | N |  | N |  |  | X |  | PacifiCorp | 14354 | OR | 69 |  |  | N
14354 | PacifiCorp | 3847 | Merwin | 300 Merwin Village Road | Ariel | WA | 98603 | Cowlitz | 45.9567 | -122.5544 | WECC | PACW | PacifiCorp - West | Lewis River | 22 | RE | 1 | Electric Utility | N |  | N |  | N |  |  | X |  | PacifiCorp | 14354 | WA | 115 |  |  | N
14354 | PacifiCorp | 3850 | Swift 1 | Rd 91013 at Swift Creek Res. | Cougar | WA | 98616 | Skamania | 46.0608 | -122.2017 | WECC | PACW | PacifiCorp - West | Lewis River | 22 | RE | 1 | Electric Utility | N |  | N |  | N |  |  | X |  | PacifiCorp | 14354 | WA | 230 |  |  | N
14354 | PacifiCorp | 3852 | Yale | 200 Yale Village Road | Amboy | WA | 98601 | Cowlitz | 45.9628 | -122.3355 | WECC | PACW | PacifiCorp - West | Lewis River | 22 | RE | 1 | Electric Utility | N |  | N |  | N |  |  | X |  | PacifiCorp | 14354 | WA | 115 |  |  | N
15500 | Puget Sound Energy Inc | 3853 | Crystal Mountain | 5-1/2 miles up Crystal Mt Blvd | Greenwater | WA | 98446 | Pierce | 46.9535 | -121.4752 | WECC | PSEI | Puget Sound Energy |  | 22 | RE | 1 | Electric Utility | N |  | N |  | N |  | N | X |  | Puget Sound Energy Inc | 15500 | WA | 12.5 |  |  | N
59866 | Electron Hydro LLC | 3854 | Electron | 19318 Electron Road | Orting | WA | 98360 | Pierce | 46.991 | -122.1749 | WECC | PSEI | Puget Sound Energy | Puyallup River | 22 | NR | 2 | IPP Non-CHP | N |  | N |  | N |  | N | X |  | Puget Sound Energy Inc | 15500 | WA | 115 |  |  | N | [5 empty] | N
15500 | Puget Sound Energy Inc | 3855 | Lower Baker | 46110 E Main St | Concrete | WA | 98237 | Skagit | 48.5478 | -121.7407 | WECC | PSEI | Puget Sound Energy | Baker River | 22 | RE | 1 | Electric Utility | N |  | N |  | N |  | N | X |  | Puget Sound Energy Inc | 15500 | WA | 115 |  |  | N
15500 | Puget Sound Energy Inc | 3860 | Snoqualmie | 37820 SE 69th St. | Snoqualmie | WA | 98065 | King | 47.5401 | -121.837 | WECC | PSEI | Puget Sound Energy | Snoqualmie River | 22 | RE | 1 | Electric Utility | N |  | N |  | N |  | N | X |  | Puget Sound Energy Inc | 15500 | WA | 115 |  |  | N
15500 | Puget Sound Energy Inc | 3861 | Upper Baker | 46110 E Main St | Concrete | WA | 98237 | Whatcom | 48.649 | -121.6907 | WECC | PSEI | Puget Sound Energy | Baker River | 22 | RE | 1 | Electric Utility | N |  | N |  | N |  | N | X |  | Puget Sound Energy Inc | 15500 | WA | 115 |  |  | N
15500 | Puget Sound Energy Inc | 3862 | White River (WA) | 2111 E Valley Hwy | Sumner | WA | 98390 | Pierce | 47.1917 | -122.1869 | WECC |  |  | White River | 22 | RE | 1 | Electric Utility | N |  | N |  | N |  |  | X
20169 | Avista Corp | 3866 | Little Falls (WA) | 49557 Little Falls Rd E | Ford | WA | 99013 | Lincoln | 47.8217 | -117.9167 | WECC | AVA | Avista Corporation | Spokane River | 22 | RE | 1 | Electric Utility | N |  | N |  | N |  | N | X |  | Avista Corp | 20169 | WA | 115 |  |  | N | [5 empty] | N | X
20169 | Avista Corp | 3867 | Long Lake | 53200 Long Lake Road E. | Ford | WA | 99013 | Lincoln | 47.8344 | -117.8361 | WECC | AVA | Avista Corporation | Spokane River | 22 | RE | 1 | Electric Utility | N |  | N |  | N |  | N | X |  | Avista Corp | 20169 | WA | 115 |  |  | N | [5 empty] | N | X
9143 | Hydro Technology Systems Inc | 3868 | Meyers Falls | 1680 S. Juniper St. | Kettle Falls | WA | 99141 | Stevens | 48.5953 | -118.0603 | WECC | AVA | Avista Corporation | Colville River | 22 | NR | 2 | IPP Non-CHP | N |  | Y | 2544 | N |  | N | X |  | Avista Corp | 20169 | WA | 13.8 |  |  | N | [5 empty] | X | X
20169 | Avista Corp | 3869 | Nine Mile | W. 9602 Old Charles Road | Nine Mile | WA | 99026 | Spokane | 47.7697 | -117.5372 | WECC | AVA | Avista Corporation | Spokane River | 22 | RE | 1 | Electric Utility | N |  | N |  | N |  | N | X |  | Avista Corp | 20169 | WA | 115 |  |  | N | [5 empty] | N | X
3295 | City of Centralia - (WA) | 3878 | Yelm | 14024 Yelm Hwy. S. E. | Yelm | WA | 98597 | Thurston | 46.9749 | -122.6358 | WECC | BPAT | Bonneville Power Administration | Nisqually River | 22 | RE | 1 | Electric Utility | N |  | N |  | N |  | N | X |  | City of Centralia - (WA) | 3295 | WA | 69 |  |  | N | [5 empty] | X | X
3413 | PUD No 1 of Chelan County | 3883 | Rocky Reach | Rocky Reach Dam | Wenatchee | WA | 98801 | Chelan | 47.5336 | -120.2953 | WECC | CHPD | Public Utility District No. 1 of Chelan County | Columbia River | 22 | RE | 1 | Electric Utility | N |  | N |  | N |  | N | X |  | PUD No 1 of Chelan County | 3413 | WA | 230 | 115 |  | N | [5 empty] | X | X
5326 | PUD No 1 of Douglas County | 3886 | Wells | 28905 Highway 97 | Pateros | WA | 98846 | Douglas | 47.9469 | -119.8653 | WECC | DOPD | PUD No. 1 of Douglas County | Columbia River | 22 | RE | 1 | Electric Utility | N |  | N |  | N |  | N | X |  | PUD No 1 of Douglas County | 5326 | WA | 230 |  |  | N | [5 empty] | X | X
14624 | PUD No 2 of Grant County | 3887 | Priest Rapids | 29086 Highway 243 South | Mattawa | WA | 99349 | Grant | 46.6451 | -119.908 | WECC | BPAT | Bonneville Power Administration | Columbia River | 22 | RE | 1 | Electric Utility | N |  | N |  | N |  |  | X |  | Bonneville Power Administration | 1738 | WA | 230 |  |  | N
14624 | PUD No 2 of Grant County | 3888 | Wanapum | 14353 Highway 243 | Beverly | WA | 99321 | Grant | 46.8731 | -119.9703 | WECC | GCPD | Public Utility District No. 2 of Grant County, Washington | Columbia River | 22 | RE | 1 | Electric Utility | N |  | N |  | N |  |  | X |  | PUD No 2 of Grant County | 14624 | WA | 230 |  |  | N
14653 | PUD No 1 of Pend Oreille County | 3891 | Box Canyon | 7492 Hwy 31 | Ione | WA | 99139 | Pend Oreille | 48.7809 | -117.4183 | WECC | AVA | Avista Corporation | Pend Oreille River | 22 | RE | 1 | Electric Utility | N |  | N |  | N |  | N | X |  | PUD No 1 of Pend Oreille County | 14653 | WA | 115 |  |  | N
19400 | USACE Northwestern Division | 3895 | The Dalles | P.O. BOX | The Dalles | OR | 97058 | Wasco | 45.614 | -121.1346 | WECC | BPAT | Bonneville Power Administration | Columbia River | 22 | RE | 1 | Electric Utility | N |  | N |  | N |  | N | X |  | Bonneville Power Administration | 1738 | OR | 230 |  |  | N | [5 empty] | X | X
18429 | City of Tacoma - (WA) | 3913 | Alder | 46502 Mountain Highway East | LaGrande | WA | 98348 | Pierce | 46.8016 | -122.3102 | WECC | TPWR | City of Tacoma, Department of Public Utilities, Light Division | Nisqually River | 22 | RE | 1 | Electric Utility | N |  | N |  | N |  | N | X |  | City of Tacoma - (WA) | 18429 | WA | 110 |  |  | N
18429 | City of Tacoma - (WA) | 3914 | Cushman 1 | North 21451 Highway 101 | Shelton | WA | 98584 | Mason | 47.4181 | -123.2252 | WECC | TPWR | City of Tacoma, Department of Public Utilities, Light Division | North Fork Skokomish River | 22 | RE | 1 | Electric Utility | N |  | N |  | N |  | N | X |  | City of Tacoma - (WA) | 18429 | WA | 110 |  |  | N
18429 | City of Tacoma - (WA) | 3915 | Cushman 2 | North 21451 Highway 101 | Shelton | WA | 98584 | Mason | 47.3698 | -123.1603 | WECC | TPWR | City of Tacoma, Department of Public Utilities, Light Division | North Fork Skokomish River | 22 | RE | 1 | Electric Utility | N |  | N |  | N |  | N | X |  | City of Tacoma - (WA) | 18429 | WA | 110 |  |  | N
18429 | City of Tacoma - (WA) | 3916 | LaGrande | 46502 Moutain Highway East | LaGrande | WA | 98348 | Pierce | 46.8328 | -122.3196 | WECC | TPWR | City of Tacoma, Department of Public Utilities, Light Division | Nisqually River | 22 | RE | 1 | Electric Utility | N |  | N |  | N |  | N | X |  | City of Tacoma - (WA) | 18429 | WA | 110 |  |  | N
18429 | City of Tacoma - (WA) | 3917 | Mayfield | 418 Gershick Road | Silver Creek | WA | 98585 | Lewis | 46.5035 | -122.5885 | WECC | TPWR | City of Tacoma, Department of Public Utilities, Light Division | Cowlitz River | 22 | RE | 1 | Electric Utility | N |  | N |  | N |  | N | X |  | City of Tacoma - (WA) | 18429 | WA | 240 |  |  | N
18429 | City of Tacoma - (WA) | 3918 | Mossyrock | 418 Gershick Road | Silver Creek | WA | 98585 | Lewis | 46.5347 | -122.4247 | WECC | TPWR | City of Tacoma, Department of Public Utilities, Light Division | Cowlitz River | 22 | RE | 1 | Electric Utility | N |  | N |  | N |  | N | X |  | City of Tacoma - (WA) | 18429 | WA | 240 |  |  | N
18429 | City of Tacoma - (WA) | 3920 | Steam plant | 1171 Taylor Way | Tacoma | WA | 98421 | Pierce | 47.2778 | -122.4 | WECC | TPWR | City of Tacoma, Department of Public Utilities, Light Division | Municipality | 22 | RE | 1 | Electric Utility | N |  | N |  | N |  | N | X |  | Tacoma City of | 18429 | WA
19400 | USACE Northwestern Division | 3921 | Chief Joseph | P.O. BOX 1120 | Bridgeport | WA | 98813 | Douglas | 47.9951 | -119.6404 | WECC | BPAT | Bonneville Power Administration | Columbia River | 22 | RE | 1 | Electric Utility | N |  | N |  | N |  | N | X |  | Bonneville Power Administration | 1738 | WA | 500 |  |  | N | [5 empty] | X | X
19400 | USACE Northwestern Division | 3925 | Ice Harbor | 2763 Monument Drive | Burbank | WA | 99323 | Walla Walla | 46.2498 | -118.8798 | WECC | BPAT | Bonneville Power Administration | Snake River | 22 | RE | 1 | Electric Utility | N |  | N |  | N |  | N | X |  | Bonneville Power Administration | 1738 | WA | 115 |  |  | N | [5 empty] | X | X
19400 | USACE Northwestern Division | 3926 | Little Goose | 1001 Little Goose Dam Road | Dayton | WA | 99328 | Columbia | 46.5838 | -118.0273 | WECC | BPAT | Bonneville Power Administration | Snake River | 22 | RE | 1 | Electric Utility | N |  | N |  | N |  | N | X |  | Bonneville Power Administration | 1738 | WA | 500 |  |  | N | [5 empty] | X | X
19400 | USACE Northwestern Division | 3927 | Lower Monumental | P.O. BOX 10 | Kahlotus | WA | 99335 | Walla Walla | 46.5635 | -118.5397 | WECC | BPAT | Bonneville Power Administration | Snake River | 22 | RE | 1 | Electric Utility | N |  | N |  | N |  | N | X |  | Bonneville Power Administration | 1738 | WA | 500 |  |  | N | [5 empty] | X | X
20160 | Energy Northwest | 3929 | Packwood | 179 Powerhouse Road | Packwood | WA | 98361 | Lewis | 46.5958 | -121.5694 | WECC | BPAT | Bonneville Power Administration | Packwood Lake | 22 | RE | 1 | Electric Utility | N |  | N |  | N |  | N | X |  | PUD No 1 of Lewis County | 10944 | WA | 115 |  |  | N
733 | Appalachian Power Co | 3935 | John E Amos | U.S. Route 35 | St Albans | WV | 25213 | Putnam | 38.4731 | -81.8233 | RFC | PJM | PJM Interconnection, LLC | Kanawha River | 22 | RE | 1 | Electric Utility | N |  | N |  | N |  | Y | N | OP | Appalachian Power Co | 733 | WV | 765 |  |  | N
733 | Appalachian Power Co | 3936 | Kanawha River | U.S. Route 60 | Glasgow | WV | 25086 | Kanawha | 38.2056 | -81.4211 | RFC | PJM | PJM Interconnection, LLC | Kanawha River | 22 | RE | 1 | Electric Utility | N |  | N |  | N |  | Y | N | OP | Appalachian Power Co | 733 | WV | 138 |  |  | N
733 | Appalachian Power Co | 3938 | Philip Sporn | State Route 62 | Graham Station | WV | 25265 | Mason | 38.9669 | -81.9231 | RFC | PJM | PJM Interconnection, LLC | Ohio River | 22 | RE | 1 | Electric Utility | N |  | N |  | N |  | Y | N | OP | Appalachian Power Co | 733 | WV | 138 |  |  | N | [5 empty] | N | X
12796 | Monongahela Power Co | 3942 | FirstEnergy Albright | 530 Power Plant Road | Albright | WV | 26519 | Preston | 39.4886 | -79.6369 | RFC | PJM | PJM Interconnection, LLC | Cheat River | 22 | RE | 1 | Electric Utility | N |  | N |  | N |  | N | X |  | Monongahela Power Co | 12796 | PA | 138
12796 | Monongahela Power Co | 3943 | FirstEnergy Fort Martin Power Station | PO Box 247 | Maidsville | WV | 26541 | Monongalia | 39.7108 | -79.9275 | RFC | PJM | PJM Interconnection, LLC | Monongahela River | 22 | RE | 1 | Electric Utility | N |  | N |  | N |  | N | X |  | Monongahela Power Co | 12796 | WV | 500 |  |  | N | [5 empty] | N | N
23279 | Allegheny Energy Supply Co LLC | 3944 | FirstEnergy Harrison Power Station | PO Box 600 | Haywood | WV | 26366 | Harrison | 39.3842 | -80.3325 | RFC | PJM | PJM Interconnection, LLC | West Fork River | 22 | RE | 1 | Electric Utility | N |  | N |  | N |  | N | X |  | West Penn Power Company | 20387 | PA | 500 |  |  | N | HOPE GAS INC |  |  |  |  | N | N
12796 | Monongahela Power Co | 3945 | FirstEnergy Rivesville | P.O.Box 190 | Rivesville | WV | 26588 | Marion | 39.5314 | -80.1131 | RFC | PJM | PJM Interconnection, LLC | Monongahela River | 22 | RE | 1 | Electric Utility | N |  | N |  | N |  | N | X |  | Monongahela Power Co | 12796 | PA | 138
12796 | Monongahela Power Co | 3946 | FirstEnergy Willow Island | #2 Power Station Blvd | Willow Island | WV | 26134 | Pleasants | 39.3672 | -81.3 | RFC | PJM | PJM Interconnection, LLC | Ohio River | 22 | RE | 1 | Electric Utility | N |  | N |  | N |  | N | X |  | Monongahela Power Co | 12796 | PA | 138
58620 | AEP Generation Resources Inc | 3947 | Kammer | W.Va. State Route 2 | Captina | WV | 26041 | Marshall | 39.8461 | -80.8186 | RFC | PJM | PJM Interconnection, LLC | Ohio River | 22 | NR | 2 | IPP Non-CHP | N |  | N |  | N |  | Y | N | OP | Ohio Power Co | 14006 | OH | 138
22053 | Kentucky Power Co | 3948 | Mitchell (WV) | W.Va. State Route 2 | Captina | WV | 26041 | Marshall | 39.8297 | -80.8153 | RFC | PJM | PJM Interconnection, LLC | Ohio River | 22 | RE | 1 | Electric Utility | N |  | N |  | N |  | Y | N | OP | Ohio Power Co | 14006 | OH | 765 |  |  | N
19876 | Virginia Electric & Power Co | 3954 | Mt Storm | HC 76, Box 430 | Mount Storm | WV | 26739 | Grant | 39.2008 | -79.2636 | RFC | PJM | PJM Interconnection, LLC | Mt Storm Lake | 22 | RE | 1 | Electric Utility | N |  | N |  | N |  | N | X |  | Virginia Electric & Power Co | 19876 | VA | 500 |  |  | N
4247 | Consolidated Water Power Co | 3971 | Biron | 621 North Biron Drive | Biron | WI | 54494 | Wood | 44.4306 | -89.7808 | MRO | MISO | Midcontinent Independent Transmission System Operator, Inc.. | Wisconsin River | 22 | RE | 1 | Electric Utility | N |  | N |  | N |  |  | X |  | Consolidated Water Power Co | 4247 | WI | 46 |  |  | N
4247 | Consolidated Water Power Co | 3972 | Du Bay | Dam Road | Eau Pleine | WI | 54455 | Portage | 44.6647 | -89.6511 | MRO | MISO | Midcontinent Independent Transmission System Operator, Inc.. | Wisconsin River | 22 | RE | 1 | Electric Utility | N |  | N |  | N |  |  | X |  | Consolidated Water Power Co | 4247 | WI | 46 |  |  | N
4247 | Consolidated Water Power Co | 3973 | Stevens Point | 707 Arlington Place | Stevens Point | WI | 54481 | Portage | 44.5153 | -89.585 | MRO | MISO | Midcontinent Independent Transmission System Operator, Inc.. | Wisconsin River | 22 | RE | 1 | Electric Utility | N |  | N |  | N |  |  | X |  | Consolidated Water Power Co | 4247 | WI | 46 |  |  | N
4247 | Consolidated Water Power Co | 3974 | Wisconsin Rapids | 310 3rd. Avenue | Wisconsin Rapids | WI | 54495 | Wood | 44.3939 | -89.825 | MRO | MISO | Midcontinent Independent Transmission System Operator, Inc.. | Wisconsin Rapids | 22 | RE | 1 | Electric Utility | N |  | N |  | N |  |  | X |  | Consolidated Water Power Co | 4247 | WI | 46 |  |  | N
4247 | Consolidated Water Power Co | 3975 | Whiting | 2627 Whiting Road | Whiting | WI | 54481 | Portage | 44.4889 | -89.5756 | MRO | MISO | Midcontinent Independent Transmission System Operator, Inc.. | Wisconsin River | 22 | RE | 1 | Electric Utility | N |  | N |  | N |  |  | X |  | Consolidated Water Power Co | 4247 | WI | 46 |  |  | N
4715 | Dahlberg Light & Power Co | 3976 | Gordon | 9891E County Road G | Gordon | WI | 54838 | Douglas | 46.2367 | -91.7855 | MRO | MISO | Midcontinent Independent Transmission System Operator, Inc.. | Cooling Towers | 22 | RE | 1 | Electric Utility | N |  | N |  | N |  |  | X |  | Dahlberg Light & Power Co | 4715 | WI | 69 |  |  | N
13781 | Northern States Power Co - Minnesota | 3982 | Bay Front | 122 N. 14th Ave West | Ashland | WI | 54806 | Ashland | 46.5872 | -90.9017 | MRO | MISO | Midcontinent Independent Transmission System Operator, Inc.. | Lake Superior | 22 | RE | 1 | Electric Utility | N |  | N |  | N |  | N | X |  | Northern States Power Co | 13780 | WI | 88 |  |  | N | NORTHERN STATES PWR CO |  |  |  |  | N | N
13781 | Northern States Power Co - Minnesota | 3983 | Big Falls | West 5506 Dam Road | Glen Fora | WI | 54563 | Rusk | 45.4917 | -91.0469 | MRO | MISO | Midcontinent Independent Transmission System Operator, Inc.. | Flambeau River | 22 | RE | 1 | Electric Utility | N |  | N |  | N |  | N | X |  | Northern States Power Co | 13780 | WI | 69 |  |  | N | [5 empty] | X | X
13781 | Northern States Power Co - Minnesota | 3984 | Northern States Flambeau | 550 Wisconsin Ave | Park Falls | WI | 54552 | Price | 45.9356 | -90.4468 | MRO | MISO | Midcontinent Independent Transmission System Operator, Inc.. |  | 22 | RE | 1 | Electric Utility | N |  | N |  | N |  | N | X |  | Northern States Power Co | 13780 | WI | 34.5 |  |  | N | NORTHERN STATES PWR CO |  |  |  |  | N | N
13781 | Northern States Power Co - Minnesota | 3986 | Ladysmith Dam | E. Warden Ave. | Ladysmith | WI | 54848 | Rusk | 45.4644 | -91.0836 | MRO | MISO | Midcontinent Independent Transmission System Operator, Inc.. | Flambeau River | 22 | RE | 1 | Electric Utility | N |  | N |  | N |  | N | X |  | Northern States Power Co | 13780 | WI | 23.9 |  |  | N | [5 empty] | X | X
13781 | Northern States Power Co - Minnesota | 3988 | Thornapple | Dam Rd. | Bruce | WI | 54848 | Rusk | 45.4111 | -91.2183 | MRO | MISO | Midcontinent Independent Transmission System Operator, Inc.. | Flambeau River | 22 | RE | 1 | Electric Utility | N |  | N |  | N |  | N | X |  | Northern States Power Co | 13780 | WI | 23.9 |  |  | N | [5 empty] | X | X
13781 | Northern States Power Co - Minnesota | 3989 | White River (WI) | Highway 12 | Ashland | WI | 54806 | Ashland | 46.4983 | -90.9039 | MRO | MISO | Midcontinent Independent Transmission System Operator, Inc.. | White River | 22 | RE | 1 | Electric Utility | N |  | N |  | N |  | N | X |  | Northern States Power Co | 13780 | WI | 69 |  |  | N | [5 empty] | X | X
11479 | Madison Gas & Electric Co | 3991 | Fitchburg | 5961 McKee Road | Madison | WI | 53719 | Dane | 43.0147 | -89.4603 | MRO | MISO | Midcontinent Independent Transmission System Operator, Inc.. |  | 22 | RE | 1 | Electric Utility | N |  | N |  | N |  | N | X |  | Madison Gas & Electric Co | 11479 | WI | 13.8 |  |  | N | MADISON GAS ELEC CO |  |  |  |  | N | N
11479 | Madison Gas & Electric Co | 3992 | Blount Street | 717 E. Main Street | Madison | WI | 53703 | Dane | 43.0789 | -89.3744 | MRO | MISO | Midcontinent Independent Transmission System Operator, Inc.. | Lake Monona | 22 | RE | 1 | Electric Utility | N |  | N |  | N |  | N | X |  | American Transmission Co | 659 |  | 69 |  |  | N | MADISON GAS ELEC CO |  |  |  |  | N | N
11479 | Madison Gas & Electric Co | 3993 | Sycamore (WI) | 4102 Sycamore Avenue | Madison | WI | 53714 | Dane | 43.1133 | -89.3128 | MRO | MISO | Midcontinent Independent Transmission System Operator, Inc.. |  | 22 | RE | 1 | Electric Utility | N |  | N |  | N |  | N | X |  | Madison Gas & Electric Co | 11479 | WI | 13.8 |  |  | N | MADISON GAS ELEC CO |  |  |  |  | N | N
58149 | Renewable World Energies LLC | 3995 | Arpin Dam | 3251 North Birchtrail Road | Radisson | WI | 54867 | Sawyer | 45.7517 | -91.2028 | MRO | MISO | Midcontinent Independent Transmission System Operator, Inc.. | Chippewa River | 22 | NR | 2 | IPP Non-CHP | N |  | Y | 06-257-000 | N |  |  | X |  | North Central Power Co Inc | 13697 | WI | 480 |  |  | N
13697 | North Central Power Co Inc | 3996 | Grimh | 3502 North Grimh Dam Road | Radisson | WI | 54867 | Sawyer | 45.7517 | -91.2236 | MRO | MISO | Midcontinent Independent Transmission System Operator, Inc.. | Couderay River | 22 | RE | 1 | Electric Utility | N |  | N |  | N |  |  | X |  | North Central Power Co Inc | 13697 | WI | 23
13781 | Northern States Power Co - Minnesota | 3998 | Cedar Falls (WI) | North 7075 540th Street | Menomonie | WI | 54751 | Dunn | 44.9367 | -91.8883 | MRO | MISO | Midcontinent Independent Transmission System Operator, Inc.. | Red Cedar River | 22 | RE | 1 | Electric Utility | N |  | N |  | N |  | N | X |  | Northern States Power Co | 13780 | WI | 69 |  |  | N | [5 empty] | X | X
13781 | Northern States Power Co - Minnesota | 4000 | Chippewa Falls | 100 Court St. | Chippewa Falls | WI | 54729 | Chippewa | 44.9308 | -91.3889 | MRO | MISO | Midcontinent Independent Transmission System Operator, Inc.. | Chippewa River | 22 | RE | 1 | Electric Utility | N |  | N |  | N |  | N | X |  | Northern States Power Co | 13780 | WI | 69 |  |  | N | [5 empty] | X | X
13781 | Northern States Power Co - Minnesota | 4002 | Dells | 1120 Forest st. | Eau Claire | WI | 54701 | Eau Claire | 44.8281 | -91.5111 | MRO | MISO | Midcontinent Independent Transmission System Operator, Inc.. | Chippewa River | 22 | RE | 1 | Electric Utility | N |  | N |  | N |  | N | X |  | Northern States Power Co | 13780 | WI | 69 |  |  | N | [5 empty] | X | X
13781 | Northern States Power Co - Minnesota | 4005 | French Island | 200 S Bainbridge St | La Cross | WI | 54601 | La Crosse | 43.8292 | -91.2597 | MRO | MISO | Midcontinent Independent Transmission System Operator, Inc.. | Mississippi River | 22 | RE | 1 | Electric Utility | N |  | N |  | N |  | N | X |  | Northern States Power Co | 13780 | WI | 69 | 13.8 |  | N | NORTHERN STATES PWR CO |  |  |  |  | N | N
13781 | Northern States Power Co - Minnesota | 4007 | Holcombe | P.O. Box 35 | Holcombe | WI | 54745 | Chippewa | 45.2236 | -91.1272 | MRO | MISO | Midcontinent Independent Transmission System Operator, Inc.. | Chippewa River | 22 | RE | 1 | Electric Utility | N |  | N |  | N |  | N | X |  | Northern States Power Co | 13780 | WI | 115 |  |  | N | [5 empty] | X | X
13781 | Northern States Power Co - Minnesota | 4008 | Jim Falls | 19760 Cty Hwy S. | Jim Falls | WI | 54748 | Chippewa | 45.051 | -91.274 | MRO | MISO | Midcontinent Independent Transmission System Operator, Inc.. | Chippewa River | 22 | RE | 1 | Electric Utility | N |  | N |  | N |  | N | X |  | Northern States Power Co | 13780 | WI | 115 |  |  | N | [5 empty] | X | X
13781 | Northern States Power Co - Minnesota | 4009 | Menomonie | 300 2nd St.NW | Menomonie | WI | 54751 | Dunn | 44.8842 | -91.9294 | MRO | MISO | Midcontinent Independent Transmission System Operator, Inc.. | Red Cedar River | 22 | RE | 1 | Electric Utility | N |  | N |  | N |  | N | X |  | Northern States Power Co | 13780 | WI | 69 |  |  | N | [5 empty] | X | X
13781 | Northern States Power Co - Minnesota | 4011 | St Croix Falls | 130 River St N | St Croix Falls | WI | 54024 | Polk | 45.4117 | -92.6469 | MRO | MISO | Midcontinent Independent Transmission System Operator, Inc.. | St. Croix River | 22 | RE | 1 | Electric Utility | N |  | N |  | N |  | N | X |  | Northern States Power Co | 13780 | WI | 161 |  |  | N | [5 empty] | X | X
13781 | Northern States Power Co - Minnesota | 4012 | Trego | W8656 Ricci Rd | Hayward | WI | 54888 | Washburn | 45.9479 | -91.8884 | MRO | MISO | Midcontinent Independent Transmission System Operator, Inc.. | Namekagon River | 22 | RE | 1 | Electric Utility | N |  | N |  | N |  | N | X |  | Northern States Power Co | 13780 | WI | 23.9 |  |  | N | [5 empty] | X | X
13781 | Northern States Power Co - Minnesota | 4014 | Wheaton | 3008 80th St | Eau Claire | WI | 54701 | Chippewa | 44.8854 | -91.5158 | MRO | MISO | Midcontinent Independent Transmission System Operator, Inc.. |  | 22 | RE | 1 | Electric Utility | N |  | N |  | N |  | N | X |  | Northern States Power Co | 13780 | WI | 161 |  |  | N |  | VIKING GAS TRANSMISSION COMPANY |  |  |  | N | N
13781 | Northern States Power Co - Minnesota | 4015 | Wissota | 6350 163rd St | Chippewa Falls | WI | 54729 | Chippewa | 44.9378 | -91.3406 | MRO | MISO | Midcontinent Independent Transmission System Operator, Inc.. | Chippewa River | 22 | RE | 1 | Electric Utility | N |  | N |  | N |  | N | X |  | Northern States Power Co | 13780 | WI | 69 |  |  | N | [5 empty] | X | X
58149 | Renewable World Energies LLC | 4018 | Clam River Dam | 10817 Clam River Dam Road | Danbury | WI | 54830 | Burnett | 45.9467 | -92.5383 | MRO | MISO | Midcontinent Independent Transmission System Operator, Inc.. | Clam River | 22 | NR | 2 | IPP Non-CHP | N |  | Y | 06-246-000 | N |  |  | X |  | Northwestern Wisconsin Elec Co | 13815 | WI | 34.5 |  |  | N
58149 | Renewable World Energies LLC | 4019 | Danbury Dam | 2295 South 3rd Avenue | Danbury | WI | 54830 | Burnett | 46 | -92.3725 | MRO | MISO | Midcontinent Independent Transmission System Operator, Inc.. | Yellow River | 22 | NR | 2 | IPP Non-CHP | N |  | Y | 06-254-000 | N |  |  | X |  | Northwestern Wisconsin Elec Co | 13815 | WI | 34.5 |  |  | N
13815 | Northwestern Wisconsin Elec Co | 4020 | Frederic Diesel | 106 Ash Street | Frederic | WI | 54837 | Polk | 45.6548 | -92.4651 | MRO | MISO | Midcontinent Independent Transmission System Operator, Inc.. | Municipality | 22 | RE | 1 | Electric Utility | N |  | N |  | N |  |  | X |  | Northwestern Wisconsin Elec Co | 13815 | WI | 69 |  |  | N
13815 | Northwestern Wisconsin Elec Co | 4021 | Grantsburg Diesel | 318 East Madison Avenue | Grantsburg | WI | 54840 | Burnett | 45.7792 | -92.678 | MRO | MISO | Midcontinent Independent Transmission System Operator, Inc.. | Municipality | 22 | RE | 1 | Electric Utility | N |  | N |  | N |  |  | X |  | Northwestern Wisconsin Elec Co | 13815 | WI | 69 |  |  | N
20847 | Wisconsin Electric Power Co | 4040 | Port Washington Generating Station | 146 South Wisconsin Street | Port Washington | WI | 53074 | Ozaukee | 43.3842 | -87.8689 | RFC | MISO | Midcontinent Independent Transmission System Operator, Inc.. | Lake Michigan | 22 | RE | 1 | Electric Utility | N |  | N |  | N |  | N | X |  | American Transmission Co | 659 | WI | 138 |  |  | N |  | ANR PIPELINE COMPANY |  |  |  | N
20847 | Wisconsin Electric Power Co | 4041 | South Oak Creek | 11060 S. Chicago Road | Oak Creek | WI | 53154 | Milwaukee | 42.8457 | -87.8294 | RFC | MISO | Midcontinent Independent Transmission System Operator, Inc.. | Lake Michigan | 22 | RE | 1 | Electric Utility | N |  | N |  | N |  | N | X |  | American Transmission Co | 659 | WI | 230 |  |  | N |  | ANR PIPELINE COMPANY |  |  |  | N
20847 | Wisconsin Electric Power Co | 4042 | Valley (WI) | 1035 West Canal Street | Milwaukee | WI | 53233 | Milwaukee | 43.0303 | -87.9233 | RFC | MISO | Midcontinent Independent Transmission System Operator, Inc.. | Menominee River | 22 | RE | 1 | Electric Utility | N |  | N |  | N |  | N | X |  | American Transmission Co | 659 | WI | 138 |  |  | N |  | ANR PIPELINE COMPANY |  |  |  | N
20847 | Wisconsin Electric Power Co | 4043 | Appleton | 201 West Edison Street | Appleton | WI | 54915 | Outagamie | 44.2539 | -88.4096 | RFC | MISO | Midcontinent Independent Transmission System Operator, Inc.. | Fox River | 22 | RE | 1 | Electric Utility | N |  | N |  | N |  | N | X |  | Wisconsin Electric Power Co | 20847 | WI | 34.5 |  |  | N | [5 empty] | X
42662 | N E W Hydro LLC | 4044 | Oconto Falls Upper | 344 North Maple Street | Oconto Falls | WI | 54154 | Oconto | 44.8764 | -88.1475 | MRO | MISO | Midcontinent Independent Transmission System Operator, Inc.. | Oconto River | 22 | NR | 2 | IPP Non-CHP | N |  | Y | 06-266-000 | N |  | N | X |  | Wisconsin Electric Power Co | 20847 | WI | 34.5 |  |  | N | [5 empty] | N | N
20847 | Wisconsin Electric Power Co | 4045 | Pine | 2847 Power Dam Road | Florence | WI | 54121 | Florence | 45.8275 | -88.2483 | RFC | MISO | Midcontinent Independent Transmission System Operator, Inc.. | Pine River | 22 | RE | 1 | Electric Utility | N |  | N |  | N |  | N | X |  | American Transmission Co | 659 | WI | 69 |  |  | N | [5 empty] | X | X
55906 | NextEra Energy Point Beach LLC | 4046 | Point Beach Nuclear Plant | 6610 Nuclear Road | Two Rivers | WI | 54241 | Manitowoc | 44.2806 | -87.5369 | RFC | MISO | Midcontinent Independent Transmission System Operator, Inc.. | Lake Michigan | 22 | NR | 2 | IPP Non-CHP | N |  | N |  | N |  | N | X |  | American Transmission Co | 659 | WI | 345 |  |  | N | [5 empty] | X | X
20856 | Wisconsin Power & Light Co | 4048 | Blackhawk | 852 Pleasant St | Beloit | WI | 53511 | Rock | 42.5065 | -89.0322 | MRO | MISO | Midcontinent Independent Transmission System Operator, Inc.. | Rock River | 22 | RE | 1 | Electric Utility | N |  | N |  | N |  |  | X |  | American Transmission Co | 659 | WI | 69
20856 | Wisconsin Power & Light Co | 4050 | Edgewater | 3739 Lakeshore Dr | Sheboygan | WI | 53081 | Sheboygan | 43.7151 | -87.7059 | MRO | MISO | Midcontinent Independent Transmission System Operator, Inc.. | Lake Michigan | 22 | RE | 1 | Electric Utility | N |  | N |  | N |  | Y | N | OP | American Transmission Co | 659 | WI | 138 | 345 |  | N | [5 empty] | X
20856 | Wisconsin Power & Light Co | 4053 | Kilbourn | 1 Finnegan Ave | Wisconsin Dells | WI | 53965 | Columbia | 43.6258 | -89.7808 | MRO | MISO | Midcontinent Independent Transmission System Operator, Inc.. | Wisconsin River | 22 | RE | 1 | Electric Utility | N |  | N |  | N |  | N | X |  | American Transmission Co | 659 | WI | 69 |  |  | N | [5 empty] | X
20856 | Wisconsin Power & Light Co | 4054 | Nelson Dewey Generating Station | 11999 County Highway VV | Cassville | WI | 53806 | Grant | 42.7225 | -91.0085 | MRO | MISO | Midcontinent Independent Transmission System Operator, Inc.. | Mississippi River | 22 | RE | 1 | Electric Utility | N |  | N |  | N |  | Y | N | OS | American Transmission Co | 659 | WI | 138
20856 | Wisconsin Power & Light Co | 4056 | Prairie Du Sac | S9270A Dam Rd | Prairie du Sac | WI | 53578 | Sauk | 43.3099 | -89.7278 | MRO | MISO | Midcontinent Independent Transmission System Operator, Inc.. | Wisconsin River | 22 | RE | 1 | Electric Utility | N |  | N |  | N |  | N | X |  | American Transmission Co | 659 | WI | 69 |  |  | N | [5 empty] | X
20856 | Wisconsin Power & Light Co | 4057 | Rock River | 827 W. B-R Townline Rd | Beloit | WI | 53511 | Rock | 42.5831 | -89.0259 | MRO | MISO | Midcontinent Independent Transmission System Operator, Inc.. | Rock River | 22 | RE | 1 | Electric Utility | N |  | N |  | N |  | N | X |  | American Transmission Co | 659 | WI | 138 | 69 |  | N | WISCONSIN POWER AND LIGHT COMPANY | ANR PIPELINE COMPANY | NORTHERN NATURAL GAS |  |  | N
20856 | Wisconsin Power & Light Co | 4059 | Sheepskin | 5538 W Highway 59 | Edgerton | WI | 53511 | Rock | 42.8347 | -89.1108 | MRO | MISO | Midcontinent Independent Transmission System Operator, Inc.. |  | 22 | RE | 1 | Electric Utility | N |  | N |  | N |  | N | X |  | American Transmission Co | 659 | WI | 69 |  |  | N | WISCONSIN POWER AND LIGHT COMPANY | ANR PIPELINE COMPANY |  |  |  | N
20860 | Wisconsin Public Service Corp | 4060 | Alexander | N1936 Sunset Dr | Merrill | WI | 54452 | Lincoln | 45.1875 | -89.7553 | MRO | MISO | Midcontinent Independent Transmission System Operator, Inc.. | Wisconsin River | 22 | RE | 1 | Electric Utility | N |  | N |  | N |  | N | X |  | Wisconsin Public Service Corp | 20860 | WI | 46 |  |  | N | [5 empty] | X
20860 | Wisconsin Public Service Corp | 4061 | Caldron Falls | W12528 Boat Landing 8 Rd | Town of Stephenson | WI | 54114 | Marinette | 45.3569 | -88.2306 | MRO | MISO | Midcontinent Independent Transmission System Operator, Inc.. | Peshtigo River | 22 | RE | 1 | Electric Utility | N |  | N |  | N |  | N | X |  | American Transmission Co | 659 | WI | 69 |  |  | N | [5 empty] | X
20860 | Wisconsin Public Service Corp | 4062 | Eagle River | 1216 Sunstein Rd | Eagle River | WI | 54521 | Vilas | 45.9106 | -89.2592 | MRO | MISO | Midcontinent Independent Transmission System Operator, Inc.. |  | 22 | RE | 1 | Electric Utility | N |  | N |  | N |  |  | X |  | Wisconsin Public Service Corp | 20860 | WI | 24.9 |  |  | N | [5 empty] | X
20860 | Wisconsin Public Service Corp | 4063 | Grandfather Falls | N5059 Hwy 107 | Irma | WI | 54442 | Lincoln | 45.3019 | -89.7917 | MRO | MISO | Midcontinent Independent Transmission System Operator, Inc.. | Wisconsin River | 22 | RE | 1 | Electric Utility | N |  | N |  | N |  |  | X |  | American Transmission Co | 659 | WI | 115 |  |  | N | [5 empty] | X
20860 | Wisconsin Public Service Corp | 4064 | Hat Rapids | 6268 Hat Rapids Rd | Rhinelander | WI | 54501 | Oneida | 45.5711 | -89.4806 | MRO | MISO | Midcontinent Independent Transmission System Operator, Inc.. | Wisconsin River | 22 | RE | 1 | Electric Utility | N |  | N |  | N |  |  | X |  | Wisconsin Public Service Corp | 20860 | WI | 24.9 |  |  | N | [5 empty] | X
20860 | Wisconsin Public Service Corp | 4065 | High Falls (WI) | N8636 High Falls Rd | Town of Stephenson | WI | 54114 | Marinette | 45.2794 | -88.1997 | MRO | MISO | Midcontinent Independent Transmission System Operator, Inc.. | Peshtigo River | 22 | RE | 1 | Electric Utility | N |  | N |  | N |  |  | X |  | American Transmission Co | 659 | WI | 69 |  |  | N | [5 empty] | X
20860 | Wisconsin Public Service Corp | 4067 | Johnson Falls | N8940 Johnson Falls Rd | Town of Stephenson | WI | 54114 | Marinette | 45.2875 | -88.1603 | MRO | MISO | Midcontinent Independent Transmission System Operator, Inc.. | Peshtigo River | 22 | RE | 1 | Electric Utility | N |  | N |  | N |  |  | X |  | Wisconsin Public Service Corp | 20860 | WI | 24.9 |  |  | N | [5 empty] | X
20860 | Wisconsin Public Service Corp | 4068 | Merrill | 306 S Park St | Merrill | WI | 54452 | Lincoln | 45.1786 | -89.685 | MRO | MISO | Midcontinent Independent Transmission System Operator, Inc.. | Wisconsin River | 22 | RE | 1 | Electric Utility | N |  | N |  | N |  |  | X |  | Wisconsin Public Service Corp | 20860 | WI | 46 |  |  | N | [5 empty] | X
20860 | Wisconsin Public Service Corp | 4071 | Potato Rapids | N4295 Potato Rapids Rd | Town of Porterfield | WI | 54157 | Marinette | 45.1136 | -87.7586 | MRO | MISO | Midcontinent Independent Transmission System Operator, Inc.. | Peshtigo River | 22 | RE | 1 | Electric Utility | N |  | N |  | N |  |  | X |  | Wisconsin Public Service Corp | 20860 | WI | 24.9 |  |  | N | [5 empty] | X
20860 | Wisconsin Public Service Corp | 4072 | Pulliam | 1530 N Bylsby Av | Green Bay | WI | 54303 | Brown | 44.54 | -88.0086 | MRO | MISO | Midcontinent Independent Transmission System Operator, Inc.. | Green Bay | 22 | RE | 1 | Electric Utility | N |  | N |  | N |  | Y | Y | OP | American Transmission Co | 659 | WI | 138 | 69 |  | N | WISCONSIN PUB SVC CORP |  |  |  |  | N
20860 | Wisconsin Public Service Corp | 4074 | Sandstone Rapids | W9304 Sandstone Ln | Town of Stephenson | WI | 54114 | Marinette | 45.2333 | -88.0678 | MRO | MISO | Midcontinent Independent Transmission System Operator, Inc.. | Peshtigo River | 22 | RE | 1 | Electric Utility | N |  | N |  | N |  |  | X |  | American Transmission Co | 659 | WI | 69 |  |  | N | [5 empty] | X
20860 | Wisconsin Public Service Corp | 4075 | Tomahawk | W6080 Pride Pond Rd | Tomahawk | WI | 54487 | Lincoln | 45.4411 | -89.7306 | MRO | MISO | Midcontinent Independent Transmission System Operator, Inc.. | Wisconsin River | 22 | RE | 1 | Electric Utility | N |  | N |  | N |  |  | X |  | Wisconsin Public Service Corp | 20860 | WI | 24.9 |  |  | N | [5 empty] | X
20860 | Wisconsin Public Service Corp | 4076 | West Marinette | W1830 W Cleveland Av | Peshtigo | WI | 54143 | Marinette | 45.0869 | -87.6881 | MRO | MISO | Midcontinent Independent Transmission System Operator, Inc.. |  | 22 | RE | 1 | Electric Utility | N |  | N |  | N |  | N | X |  | American Transmission Co | 659 | WI | 138 |  |  | N | WISCONSIN PUB SVC CORP |  |  |  |  | N
20860 | Wisconsin Public Service Corp | 4077 | Wausau | 531 S First Av | Wausau | WI | 54401 | Marathon | 44.9575 | -89.6367 | MRO | MISO | Midcontinent Independent Transmission System Operator, Inc.. | Wisconsin River | 22 | RE | 1 | Electric Utility | N |  | N |  | N |  | N | X |  | Wisconsin Public Service Corp | 20860 | WI | 46 |  |  | N | [5 empty] | X
20860 | Wisconsin Public Service Corp | 4078 | Weston | 2501 Morrison Av | Rothschild | WI | 54474 | Marathon | 44.8606 | -89.6553 | MRO | MISO | Midcontinent Independent Transmission System Operator, Inc.. | Wisconsin River | 22 | RE | 1 | Electric Utility | N |  | N |  | N |  | Y | Y | OP | American Transmission Co | 659 | WI | 345 | 115 |  | N | WISCONSIN PUB SVC CORP |  |  |  |  | N
20863 | Wisconsin River Power Company | 4079 | Castle Rock | 1976 Edgewood Avenue | Adams | WI | 53910 | Adams | 43.8656 | -89.9514 | MRO | MISO | Midcontinent Independent Transmission System Operator, Inc.. | Wisconsin River | 22 | RE | 1 | Electric Utility | N |  | N |  | N |  |  | X |  | American Transmission Co | 659 | WI | 69 |  |  | N | [5 empty] | X
20863 | Wisconsin River Power Company | 4080 | Petenwell | N11397 18th Av | Necedah | WI | 54646 | Juneau | 44.0572 | -90.0217 | MRO | MISO | Midcontinent Independent Transmission System Operator, Inc.. | Wisconsin River | 22 | RE | 1 | Electric Utility | N |  | N |  | N |  |  | X |  | American Transmission Co | 659 | WI | 138 |  |  | N | [5 empty] | X
765 | City of Arcadia - (WI) | 4100 | Arcadia Electric | 115 South Jackson | Arcadia | WI | 54612 | Trempealeau | 44.2524 | -91.5034 | MRO | MISO | Midcontinent Independent Transmission System Operator, Inc.. | Municipality | 22 | RE | 1 | Electric Utility | N |  | N |  | N |  | N | X |  | Dairyland Power Coop | 4716 |  | 69 |  |  | N | MIDWEST NATURAL GAS |  |  |  |  | N | N
1278 | City of Barron - (WI) | 4102 | Barron | 1303 E Division Ave | Barron | WI | 54812 | Barron | 45.4019 | -91.8404 | MRO | MISO | Midcontinent Independent Transmission System Operator, Inc.. | Yellow River | 22 | RE | 1 | Electric Utility | N |  | N |  | N |  | N | X |  | Northern States Power Co | 13780 | WI | 69 |  |  | N | [5 empty] | X | X
3156 | Village of Cashton - (WI) | 4107 | Cashton | 709 Main Street | Cashton | WI | 54619 | Monroe | 43.7429 | -90.7803 | MRO | MISO | Midcontinent Independent Transmission System Operator, Inc.. | Wells | 22 | RE | 1 | Electric Utility | N |  | N |  | N |  | N | X |  | Dairyland Power Coop | 4716 |  | 69 | 7.2 | 2.4 | N | Other - See pipeline notes. |  |  |  |  | N | X
4627 | City of Cumberland - (WI) | 4112 | Cumberland (WI) | 1265 2nd Avenue | Cumberland | WI | 54829 | Barron | 45.5336 | -92.0224 | MRO | MISO | Midcontinent Independent Transmission System Operator, Inc.. | Wells | 22 | RE | 1 | Electric Utility | N |  | N |  | N |  | N | X |  | Dairyland Power Coop | 4716 |  | 69 |  |  | N |  | Other - Please explain in pipeline notes below. |  |  | We Energies | N | X
5834 | City of Elroy - (WI) | 4113 | Elroy | 507 Franklin Street | Elroy | WI | 53929 | Juneau | 43.7395 | -90.2675 | MRO | MISO | Midcontinent Independent Transmission System Operator, Inc.. | Municipality | 22 | RE | 1 | Electric Utility | N |  | N |  | N |  | N | X |  | Dairyland Power Coop | 4716 |  | 69 |  |  | N | MADISON GAS ELEC CO |  |  |  |  | N | N
6274 | City of Fennimore - (WI) | 4114 | Fennimore | 830 Lincoln Ave | Fennimore | WI | 53809 | Grant | 42.9828 | -90.6558 | MRO | MISO | Midcontinent Independent Transmission System Operator, Inc.. |  | 22 | RE | 1 | Electric Utility | N |  | N |  | N |  | N | X |  | City of Fennimore - (WI) | 6274 | WI | 69 |  |  | N | [5 empty] | X | X
10056 | City of Kaukauna | 4118 | Kaukauna Gas Turbine | 305 Elm Street | Kaukauna | WI | 54130 | Outagamie | 44.2762 | -88.2654 | MRO | MISO | Midcontinent Independent Transmission System Operator, Inc.. |  | 22 | RE | 1 | Electric Utility | N |  | N |  | N |  | N | X |  | City of Kaukauna | 10056 | WI | 12.4 |  |  | N |  | WISCONSIN ELEC PWR CO |  |  |  | N | X
10056 | City of Kaukauna | 4119 | Little Chute | (Behind) 100 Prospect St. | Combined Locks | WI | 54113 | Outagamie | 44.2799 | -88.2556 | MRO | MISO | Midcontinent Independent Transmission System Operator, Inc.. | Fox River | 22 | RE | 1 | Electric Utility | N |  | N |  | N |  | N | X |  | City of Kaukauna | 10056 | WI | 12.4 |  |  | N
10056 | City of Kaukauna | 4120 | New Badger | 107 Maple St | Kaukauna | WI | 54130 | Outagamie | 44.2772 | -88.2678 | MRO | MISO | Midcontinent Independent Transmission System Operator, Inc.. | Fox River | 22 | RE | 1 | Electric Utility | N |  | N |  | N |  |  | X |  | City of Kaukauna | 10056 | WI | 12.4 |  |  | N
10056 | City of Kaukauna | 4121 | Old Badger | 777 Island St | Kaukauna | WI | 54130 | Outagamie | 44.2772 | -88.2678 | MRO | MISO | Midcontinent Independent Transmission System Operator, Inc.. | Fox River | 22 | RE | 1 | Electric Utility | N |  | N |  | N |  |  | X |  | City of Kaukauna | 10056 | WI | 12.4 |  |  | N
10056 | City of Kaukauna | 4122 | Rapide Croche | W214 Cty ZZ | Kaukana | WI | 54130 | Outagamie | 44.3164 | -88.3147 | MRO | MISO | Midcontinent Independent Transmission System Operator, Inc.. | Fox River | 22 | RE | 1 | Electric Utility | N |  | N |  | N |  |  | X |  | City of Kaukauna | 10056 | WI | 12.4 |  |  | N
10525 | La Farge Municipal Electric Co | 4124 | La Farge | 227 S Silver St. | La Farge | WI | 54639 | Vernon | 43.5722 | -90.6391 | MRO | MISO | Midcontinent Independent Transmission System Operator, Inc.. | Radiator Cooled | 22 | RE | 1 | Electric Utility | N |  | N |  | N |  | N | X |  | La Farge Municipal Electric Co | 10525 | WI | 4.16 |  |  | N | [5 empty] | N | X
11571 | Manitowoc Public Utilities | 4125 | Manitowoc | 701 Columbus Street | Manitowoc | WI | 54221 | Manitowoc | 44.082 | -87.6558 | MRO | MISO | Midcontinent Independent Transmission System Operator, Inc.. | Lake Michigan | 22 | RE | 1 | Electric Utility | N |  | N |  | N |  | N | X |  | American Transmission Co | 659 | WI | 69 |  |  | N | WISCONSIN PUB SVC CORP |  |  |  |  | N
13466 | City of New Lisbon | 4130 | New Lisbon | 218 East Bridge Street | New Lisbon | WI | 53950 | Juneau | 43.8797 | -90.1645 | MRO | MISO | Midcontinent Independent Transmission System Operator, Inc.. | Municipality | 22 | RE | 1 | Electric Utility | N |  | N |  | N |  | N | X |  | City of New Lisbon | 13466 | WI | 416 |  |  | N | [5 empty] | N | X
19867 | Village of Viola - (WI) | 4139 | Viola | P.O. Box 38, 106 W Wisconsin | Viola | WI | 54664 | Richland | 43.507 | -90.669 | MRO | MISO | Midcontinent Independent Transmission System Operator, Inc.. | Municipality | 22 | RE | 1 | Electric Utility | N |  | N |  | N |  | N | X |  | Dairyland Power Coop | 4716 |  | 69 |  |  | N | [5 empty] | X | X
4716 | Dairyland Power Coop | 4140 | Alma | 1420 S. Main | Alma | WI | 54610 | Buffalo | 44.3083 | -91.9111 | MRO | MISO | Midcontinent Independent Transmission System Operator, Inc.. | Mississippi River | 22 | RE | 1 | Electric Utility | N |  | N |  | N |  | N | X |  | Dairyland Power Coop | 4716 | WI | 161 |  |  | N | [5 empty] | N | X
4716 | Dairyland Power Coop | 4142 | Flambeau Hydroelectric Station | N 5640 Dairyland Dam Road | Ladysmith | WI | 54848 | Rusk | 45.4918 | -91.0472 | MRO | MISO | Midcontinent Independent Transmission System Operator, Inc.. | Flambeau River | 22 | RE | 1 | Electric Utility | N |  | N |  | N |  | N | X |  | Dairyland Power Coop | 4716 |  | 69 |  |  | N | [5 empty] | N | X
4716 | Dairyland Power Coop | 4143 | Genoa | S 4651 State Road 35 | Genoa | WI | 54632 | Vernon | 43.5589 | -91.2325 | MRO | MISO | Midcontinent Independent Transmission System Operator, Inc.. | Mississippi River | 22 | RE | 1 | Electric Utility | N |  | N |  | N |  | Y | N | OS | Dairyland Power Coop | 4716 |  | 161 |  |  | N | [5 empty] | N | X
13964 | Oconto Electric Cooperative | 4147 | Stiles | 7479 REA Rd. | Oconto Falls | WI | 54154 | Oconto | 44.8747 | -88.1586 | MRO | MISO | Midcontinent Independent Transmission System Operator, Inc.. | Oconto River | 22 | RE | 1 | Electric Utility | N |  | N |  | N |  |  | X |  | Oconto Electric Cooperative | 13964 | WI | 12.47 |  |  | N
20153 | Washington Island El Coop, Inc | 4148 | Washington Island | 1157 Main Road | Washington Island | WI | 54246 | Door | 45.3709 | -86.9308 | RFC | MISO | Midcontinent Independent Transmission System Operator, Inc.. |  | 22 | RE | 1 | Electric Utility | N |  | N |  | N |  | N | X |  | Wisconsin Public Service Corp | 20860 | WI | 24.9 |  |  | N | [5 empty] | N | N
19545 | Black Hills Power, Inc. d/b/a | 4150 | Neil Simpson | 13151 Highway Street | Gillette | WY | 82718 | Campbell | 44.2872 | -105.3878 | WECC | WACM | Western Area Power Administration - Rocky Mountain Region | Wells | 22 | RE | 1 | Electric Utility | N |  | N |  | N |  | N | X |  | Black Hills Power Inc | 19545 | SD | 69 |  |  | N
19545 | Black Hills Power, Inc. d/b/a | 4151 | Osage (WY) | 3343 Highway 14 | Osage | WY | 82723 | Weston | 43.9703 | -104.4106 | WECC | WACM | Western Area Power Administration - Rocky Mountain Region | Wells | 22 | RE | 1 | Electric Utility | N |  | N |  | N |  | N | X |  | Black Hills Power Inc | 19545 | SD | 69 |  |  | N
14354 | PacifiCorp | 4158 | Dave Johnston | 1951 Tank Farm Road | Glen Rock | WY | 82637 | Converse | 42.8378 | -105.7769 | WECC | PACE | PacifiCorp - East | North Platte River | 22 | RE | 1 | Electric Utility | N |  | N |  | N |  | Y | Y | OP | PacifiCorp | 14354 | WY | 230 |  |  | N
14354 | PacifiCorp | 4162 | Naughton | Hwy 189, 7 miles SW Kemmerer | Kemmerer | WY | 83101 | Lincoln | 41.7581 | -110.5983 | WECC | PACE | PacifiCorp - East | Hams Fork River | 22 | RE | 1 | Electric Utility | N |  | N |  | N |  | Y | N | OP | PacifiCorp | 14354 | WY | 230 |  |  | N | QUESTAR GAS COMPANY |  |  |  |  | N
2518 | U S Bureau of Reclamation | 4176 | Fremont Canyon | n/a | Alcova | WY | 82620 | Natrona | 42.4766 | -106.7959 | WECC | WAUW | Western Area Power Administration UGP West | North Platte River | 22 | RE | 1 | Electric Utility | N |  | N |  | N |  |  | X |  | WAPA-- Western Area Power Administration | 27000 | WY | 115 |  |  | N
2518 | U S Bureau of Reclamation | 4177 | Glendo | n/a | Glendo | WY | 82213 | Platte | 42.4673 | -104.9555 | WECC | WAUW | Western Area Power Administration UGP West | North Platte River | 22 | RE | 1 | Electric Utility | N |  | N |  | N |  |  | X |  | WAPA-- Western Area Power Administration | 27000 | WY | 115 |  |  | N
2518 | U S Bureau of Reclamation | 4178 | Guernsey | n/a | Guernsey | WY | 82214 | Platte | 42.2899 | -104.7606 | WECC | WAUW | Western Area Power Administration UGP West | North Platte River | 22 | RE | 1 | Electric Utility | N |  | N |  | N |  |  | X |  | WAPA-- Western Area Power Administration | 27000 | WY | 34.5 |  |  | N
2518 | U S Bureau of Reclamation | 4180 | Kortes | n/a | Sinclair | WY | 82334 | Carbon | 42.1743 | -106.8805 | WECC | WAUW | Western Area Power Administration UGP West | North Platte River | 22 | RE | 1 | Electric Utility | N |  | N |  | N |  |  | X |  | WAPA-- Western Area Power Administration | 27000 | WY | 115 |  |  | N
2518 | U S Bureau of Reclamation | 4182 | Seminoe | n/a | Sinclair | WY | 82334 | Carbon | 42.1561 | -106.9085 | WECC | WAUW | Western Area Power Administration UGP West | North Platte Medicine Bow Rive | 22 | RE | 1 | Electric Utility | N |  | N |  | N |  |  | X |  | WAPA-- Western Area Power Administration | 27000 | WY | 115 |  |  | N
2518 | U S Bureau of Reclamation | 4183 | Shoshone (WY) | n/a | Cody | WY | 82414 | Park | 44.5029 | -109.1812 | WECC | WAUW | Western Area Power Administration UGP West | Shoshone River | 22 | RE | 1 | Electric Utility | N |  | N |  | N |  |  | X |  | WAPA-- Western Area Power Administration | 27000 | WY | 69 |  |  | N
2518 | U S Bureau of Reclamation | 4185 | Fontenelle | n/a | Le Barge | WY | 83101 | Lincoln | 42.027 | -110.064 | WECC | WAUW | Western Area Power Administration UGP West | Fontenelle Reservoir-Green Riv | 22 | RE | 1 | Electric Utility | N |  | N |  | N |  |  | X |  | WAPA-- Western Area Power Administration | 27000 | WY | 69 |  |  | N
7634 | City of Greenville - (TX) | 4195 | Powerlane Plant | 4201 Powerlane | Greenville | TX | 75401 | Hunt | 33.1707 | -96.1264 | TRE | ERCO | Electric Reliability Council of Texas, Inc. | No 4 Resevoir | 22 | RE | 1 | Electric Utility | N |  | N |  | N |  | N | X |  | City of Greenville - (TX) | 7634 | TX | 69 |  |  | N | ATMOS ENERGY CORPORATION |  |  |  |  | N
10056 | City of Kaukauna | 4201 | Combined Locks | (Behind) 540 Prospect Ave | Combined Locks | WI | 54113 | Outagamie | 44.2735 | -88.3005 | MRO | MISO | Midcontinent Independent Transmission System Operator, Inc.. | Fox River | 22 | RE | 1 | Electric Utility | N |  | N |  | N |  |  | X |  | City of Kaukauna | 10056 | WI | 12.4 |  |  | N
6169 | Fall River Rural Elec Coop Inc | 4204 | Island Park | 3800 E. & 3700 N. Island Park | Island Park | ID | 83429 | Fremont | 44.4183 | -111.396 | WECC | BPAT | Bonneville Power Administration | Island Park | 22 | RE | 1 | Electric Utility | N |  | N |  | N |  |  | X |  | Fall River Rural Elec Coop Inc | 6169 | ID | 12.47 |  |  | N
15248 | Portland General Electric Co | 4213 | PHP 1 | 10.5m NE of Sandy | Sandy | OR | 97055 | Multnomah | 45.4817 | -122.0832 | WECC | PGE | Portland General Electric Company | Bull Run River | 22 | RE | 1 | Electric Utility | N |  | N |  | N |  | N | X |  | Portland General Electric Co | 15248 | OR | 57 |  |  | N | [5 empty] | X
15248 | Portland General Electric Co | 4214 | PHP 2 | 6.5m NE of Sandy | Sandy | OR | 97055 | Clackamas | 45.449 | -122.1513 | WECC | PGE | Portland General Electric Company | Bull Run River | 22 | RE | 1 | Electric Utility | N |  | N |  | N |  | N | X |  | Portland General Electric Co | 15248 | OR | 57 |  |  | N | [5 empty] | X
11135 | City of Logan - (UT) | 4251 | Logan City | 351 W. 300 S. | Logan | UT | 84321 | Cache | 41.7258 | -111.8433 | WECC | PACE | PacifiCorp - East | Municipality | 22 | RE | 1 | Electric Utility | N |  | N |  | N |  | N | X |  | City of Logan - (UT) | 11135 | UT | 12 |  |  | N | QUESTAR GAS COMPANY |  |  |  |  | N | X
19281 | Turlock Irrigation District | 4256 | Walnut | 600 S. Washington Rd | Turlock | CA | 95380 | Stanislaus | 37.4903 | -120.9044 | WECC | TIDC | Turlock Irrigation District |  | 22 | RE | 1 | Electric Utility | N |  | N |  | N |  | N | X |  | Turlock Irrigation District | 19281 | CA | 69 |  |  | N |  | PACIFIC GAS |  |  |  | N | X
5625 | Easton Utilities Comm | 4257 | Easton 2 | 8940 Glebe Park Drive | Easton | MD | 21601 | Talbot | 38.795 | -76.07 | RFC | PJM | PJM Interconnection, LLC | Municipality | 22 | RE | 1 | Electric Utility | N |  | N |  | N |  | N | X |  | Easton Utilities Comm | 5625 | MD | 69 |  |  | N |  | EASTERN SHORE NATURAL GAS CO |  |  |  | N | N
7977 | City of Hamilton - (OH) | 4258 | Greenup Hydro | 3263 Kenyon Road | Franklin Furnace | OH | 45629 | Scioto | 38.6472 | -82.8594 | RFC | PJM | PJM Interconnection, LLC | Ohio River | 22 | RE | 1 | Electric Utility | N |  | N |  | N |  | N | X |  | City of Hamilton - (OH) | 7977 | OH | 138 |  |  | N | [5 empty] | N | X
12807 | Michigan South Central Pwr Agy | 4259 | Endicott Station | 720 Herring Road | Litchfield | MI | 49252 | Hillsdale | 42.0317 | -84.755 | RFC | MISO | Midcontinent Independent Transmission System Operator, Inc.. | Wells | 22 | RE | 1 | Electric Utility | N |  | N |  | N |  | N | X |  | Michigan South Central Pwr Agy | 12807 |  | 138 |  |  | N | MICHIGAN GAS UTILITIES CO |  |  |  |  | N | X
2010 | City of Bountiful | 4263 | Echo Dam | 3705 North Echo Dam Road | Echo | UT | 84024 | Summit | 40.9648 | -111.4339 | WECC | PACE | PacifiCorp - East | Echo Reservoir | 22 | RE | 1 | Electric Utility | N |  | N |  | N |  | N | X |  | City of Bountiful | 2010 | UT | 46 |  |  | N
2010 | City of Bountiful | 4264 | Joes Valley Dam | na | Sanpete | UT | 84010 | Emery | 39.2875 | -111.2664 | WECC |  |  | Joes Valley Reservoir | 22 | RE | 1 | Electric Utility | N |  | N |  | N |  |  | X
6958 | City of Garland - (TX) | 4266 | Spencer | 1701 A Spencer Road | Denton | TX | 76205 | Denton | 33.1975 | -97.1061 | TRE | ERCO | Electric Reliability Council of Texas, Inc. | Municipality | 22 | RE | 1 | Electric Utility | N |  | N |  | N |  | N | X |  | City of Denton - (TX) | 5063 | TX | 69 |  |  | N | ATMOS ENERGY CORPORATION |  |  |  |  | N | X
11241 | Entergy Louisiana LLC | 4270 | Waterford 3 | 17265 River Road Hwy 18 | Killona | LA | 70057 | St Charles | 29.9953 | -90.4716 | SERC | MISO | Midcontinent Independent Transmission System Operator, Inc.. | Mississippi River | 22 | RE | 1 | Electric Utility | N |  | N |  | N |  | N | X |  | Entergy Louisiana LLC | 11241 | LA | 230 |  |  | N
4716 | Dairyland Power Coop | 4271 | John P Madgett | 500 Old South 35 | Alma | WI | 54610 | Buffalo | 44.3036 | -91.9126 | MRO | MISO | Midcontinent Independent Transmission System Operator, Inc.. | Mississippi River | 22 | RE | 1 | Electric Utility | N |  | N |  | N |  | Y | Y | OP | Dairyland Power Coop | 4716 |  | 161 |  |  | N | [5 empty] | N | X
11269 | Lower Colorado River Authority | 4937 | Thomas C Ferguson | 2001 Ferguson Rd. | Marble Falls | TX | 78657 | Llano | 30.558 | -98.3705 | TRE | ERCO | Electric Reliability Council of Texas, Inc. | Lake Lyndon B. Johnson | 22 | RE | 1 | Electric Utility | N |  | N |  | N |  | N | X |  | Lower Colorado River Authority | 11269 |  | 138 |  |  | N |  | ENTERPRISE TEXAS PIPELINE |  |  |  | X | X
49979 | Topaz Power Group LLC | 4939 | Barney M Davis | 4301 Waldron Rd | Corpus Christi | TX | 78418 | Nueces | 27.6064 | -97.3117 | TRE | ERCO | Electric Reliability Council of Texas, Inc. | Laguna Madre | 22 | NR | 2 | IPP Non-CHP | N |  | N |  | Y | 04-62-000 | N | X |  | AEP Texas Central Company | 3278 | TX | 138 |  |  | N |  | TEXAS EASTERN TRANSMISSION LP |  |  |  | N | X
15474 | Public Service Co of Oklahoma | 4940 | Riverside (OK) | 116th St. S and Arkansas River | Jenks | OK | 74037 | Tulsa | 35.9978 | -95.9567 | SPP | SWPP | Southwest Power Pool | Arkansas River | 22 | RE | 1 | Electric Utility | N |  | N |  | N |  |  | X |  | Public Service Co of Oklahoma | 15474 | OK | 345 |  |  | N |  | ONEOK GAS TRANSPORTATION |  |  |  | N | X
16572 | Salt River Project | 4941 | Navajo | P.O. Box 850 | Page | AZ | 86040 | Coconino | 36.9047 | -111.3886 | WECC | SRP | Salt River Project | Lake Powell | 22 | RE | 1 | Electric Utility | N |  | N |  | N |  | N | X |  | Salt River Project | 16572 | AZ | 500 |  |  | N
56606 | Calpine New Jersey Generation LLC | 5083 | Cumberland (NJ) | 4001 East Main Street | Millville | NJ | 8332 | Cumberland | 39.3757 | -74.9654 | RFC | PJM | PJM Interconnection, LLC |  | 22 | NR | 2 | IPP Non-CHP | N |  | N |  | Y | 03-85 |  | X |  | Atlantic City Electric Co | 963 | NJ | 230 |  |  | N | SOUTH JERSEY GAS COMPANY |  |  |  |  | N | N
9324 | Indiana Michigan Power Co | 6000 | Donald C Cook | Red Arrow Highway | Bridgman | MI | 49106 | Berrien | 41.9756 | -86.5652 | RFC | PJM | PJM Interconnection, LLC | Lake Michigan | 22 | RE | 1 | Electric Utility | N |  | N |  | N |  | N | X |  | Indiana Michigan Power Co | 9324 | MI | 345 | 765 |  | N
195 | Alabama Power Co | 6001 | Joseph M Farley | 7388 North State Highway 95 | Columbia | AL | 36319 | Houston | 31.2231 | -85.1116 | SERC | SOCO | Southern Company Services, Inc. - Trans | Chattahoochee River | 22 | RE | 1 | Electric Utility | N |  | N |  | N |  | N | X |  | Alabama Power Co | 195 | AL | 500 |  |  | N
195 | Alabama Power Co | 6002 | James H Miller Jr | 42050 Porter Road | Quinton | AL | 35073 | Jefferson | 33.6319 | -87.0597 | SERC | SOCO | Southern Company Services, Inc. - Trans | Black Warrior River | 22 | RE | 1 | Electric Utility | N |  | N |  | N |  | Y | N | OP | Alabama Power Co | 195 | AL | 500 |  |  | N |  | Alabama Gas Corp |  |  |  | N | X
23279 | Allegheny Energy Supply Co LLC | 6004 | FirstEnergy Pleasants Power Station | #1 Power Station Blvd | Willow Island | WV | 26134 | Pleasants | 39.3667 | -81.2944 | RFC | PJM | PJM Interconnection, LLC | Ohio River | 22 | NR | 2 | IPP Non-CHP | N |  | N |  | N |  | N | X |  | West Penn Power Company | 20387 | PA | 500 |  |  | N | HOPE GAS INC |  |  |  |  | N | N
58620 | AEP Generation Resources Inc | 6006 | Racine | State Route 338 | Racine | OH | 45771 | Meigs | 38.9153 | -81.9081 | RFC | PJM | PJM Interconnection, LLC | Ohio River | 22 | NR | 2 | IPP Non-CHP | N |  | N |  | N |  |  | X |  | Ohio Power Co | 14006 | OH | 69 |  |  | N
803 | Arizona Public Service Co | 6008 | Palo Verde | Wintersburg Road | Wintersburg | AZ | 85036 | Maricopa | 33.3881 | -112.8617 | WECC | SRP | Salt River Project | Phoenix Area Sewage Effluent | 22 | RE | 1 | Electric Utility | N |  | N |  | N |  | N | X |  | Salt River Project | 16572 | AZ | 500 |  |  | N
814 | Entergy Arkansas Inc | 6009 | White Bluff | 1100 White Bluff Road | Redfield | AR | 72132 | Jefferson | 34.4228 | -92.1406 | SERC | MISO | Midcontinent Independent Transmission System Operator, Inc.. | Arkansas River | 22 | RE | 1 | Electric Utility | N |  | N |  | N |  | N | X |  | Entergy Arkansas Inc | 814 | AR | 500 |  |  | N
55951 | Exelon Nuclear | 6011 | Calvert Cliffs Nuclear Power Plant | 1650 Calvert Cliffs Parkway | Lusby | MD | 20657 | Calvert | 38.4344 | -76.4417 | RFC | PJM | PJM Interconnection, LLC | Chesapeake Bay | 22 | NR | 2 | IPP Non-CHP | N |  | N |  | Y | 01-92-000 |  | X |  | Baltimore Gas & Electric Co | 1167 | MD | 500 |  |  | N | [5 empty] | N | X
50048 | TransCanada Hydro Northeast Inc., | 6012 | Sherman | River Road | Rowe | MA | 1367 | Franklin | 42.7297 | -72.9303 | NPCC | ISNE | ISO New England Inc. | Deerfield River | 22 | NR | 2 | IPP Non-CHP | N |  | N |  | Y | 98-91-000 | N | X |  | Massachusetts Electric Co | 11804 | MA | 69 |  |  | N | [5 empty] | X | X
2507 | City of Burbank Water and Power | 6013 | Olive | 164 West Magnolia Blvd | Burbank | CA | 91502 | Los Angeles | 34.1764 | -118.3147 | WECC | LDWP | Los Angeles Department of Water and Power | Municipality | 22 | RE | 1 | Electric Utility | N |  | N |  | N |  | N | X |  | City of Burbank Water and Power | 2507 | CA | 69 |  |  | N | SOUTHERN CALIFORNIA GAS COMPANY |  |  |  |  | N
3046 | Duke Energy Progress - (NC) | 6014 | Brunswick Nuclear | P. O. Box 10429 | Southport | NC | 28461 | Brunswick | 33.9597 | -78.0114 | SERC | CPLE | Progress Energy Carolinas - EAST | Atlantic Ocean (Cape Fear) | 22 | RE | 1 | Electric Utility | N |  | N |  | N |  | N | X |  | Duke Energy Progress - (NC) | 3046 | NC | 230 |  |  | N | [5 empty] | X | X
3046 | Duke Energy Progress - (NC) | 6015 | Harris | P. O. Box 165 | New Hill | NC | 27562 | Wake | 35.6334 | -78.9556 | SERC | CPLE | Progress Energy Carolinas - EAST | Shearon Harris Reservoir | 22 | RE | 1 | Electric Utility | N |  | N |  | N |  | N | X |  | Duke Energy Progress - (NC) | 3046 | NC | 230 |  |  | N | [5 empty] | X | X
49756 | Illinois Power Resources Generating LLC | 6016 | Duck Creek | 17751 N. Cilco Road | Canton | IL | 61520 | Fulton | 40.4663 | -89.9841 | SERC | MISO | Midcontinent Independent Transmission System Operator, Inc.. | Duck Creek Reservoir | 22 | NR | 2 | IPP Non-CHP | N |  | N |  | N |  | Y | Y | OP | Ameren Illinois Company | 56697 | IL | 69 |  |  | N
520 | Illinois Power Generating Co | 6017 | Newton | 6725 N. 500th | Newton | IL | 62448 | Jasper | 38.9361 | -88.2781 | SERC | MISO | Midcontinent Independent Transmission System Operator, Inc.. | Laws Creek, Sandy Creek | 22 | NR | 2 | IPP Non-CHP | N |  | N |  | N |  | Y | N | OP | Ameren Illinois Company | 56697 | IL | 345 |  |  | N | [5 empty] | X | X
55729 | Duke Energy Kentucky Inc | 6018 | East Bend | 6293 Beaver Rd | Union | KY | 41091 | Boone | 38.9036 | -84.8514 | RFC | PJM | PJM Interconnection, LLC | Ohio River | 22 | RE | 1 | Electric Utility | N |  | N |  | N |  | Y | N | OP | Duke Energy Ohio Inc | 3542 | OH | 345 |  |  | N | [5 empty] | X | X
59920 | Dynegy W H Zimmer | 6019 | W H Zimmer | 1781 US Route 52 | Moscow | OH | 45200 | Clermont | 38.8675 | -84.2289 | RFC | PJM | PJM Interconnection, LLC | Ohio River | 22 | NR | 2 | IPP Non-CHP | N |  | N |  | N |  | N | X |  | Duke Energy Ohio Inc | 3542 | OH | 345 |  |  | N | DUKE ENERGY OHIO
50161 | FirstEnergy Nuclear Operating Company | 6020 | Perry | 10 Center Road | Perry | OH | 44081 | Lake | 41.8006 | -81.1439 | RFC | PJM | PJM Interconnection, LLC | Lake Erie | 22 | NR | 2 | IPP Non-CHP | N |  | N |  | N |  |  | X |  | Cleveland Electric Illum Co | 3755 | OH | 345 |  |  | N
30151 | Tri-State G & T Assn, Inc | 6021 | Craig (CO) | 2101 S. Ranney | Craig | CO | 81626 | Moffat | 40.4627 | -107.5912 | WECC | WACM | Western Area Power Administration - Rocky Mountain Region | Yampa River | 22 | RE | 1 | Electric Utility | N |  | N |  | N |  | N | X |  | Tri-State G & T Assn, Inc | 30151 |  | 230 | 345 |  | N | ATMOS ENERGY CORPORATION |  |  |  |  | X
55951 | Exelon Nuclear | 6022 | Braidwood Generation Station | RR #1 Box 84 | Braceville | IL | 60407 | Will | 41.2435 | -88.2286 | RFC | PJM | PJM Interconnection, LLC | Kanakee River | 22 | NR | 2 | IPP Non-CHP | N |  | N |  | N |  | N | X |  | Commonwealth Edison Co | 4110 | IL | 345 |  |  | N | [5 empty] | N | X
55951 | Exelon Nuclear | 6023 | Byron Generating Station | 4450 North German Church Rd | Byron | IL | 61010 | Ogle | 42.0742 | -89.2819 | RFC | PJM | PJM Interconnection, LLC | Rock River | 22 | NR | 2 | IPP Non-CHP | N |  | N |  | N |  | N | X |  | Commonwealth Edison Co | 4110 | IL | 345 |  |  | N | [5 empty] | N | X
12384 | Midwest Generations EME LLC | 6025 | Collins | Pine Bluff Road (4m E Rt47) | Morris | IL | 60450 | Grundy | 41.3461 | -88.3928 | RFC |  |  | Illinois River | 22 | NR | 2 | IPP Non-CHP | N |  | N |  | Y | 99-224-000 |  | X
55951 | Exelon Nuclear | 6026 | LaSalle Generating Station | 2601 North 21st Rd | Marseilles | IL | 61341 | LaSalle | 41.2455 | -88.6691 | RFC | PJM | PJM Interconnection, LLC | Illinois River | 22 | NR | 2 | IPP Non-CHP | N |  | N |  | N |  | N | X |  | Commonwealth Edison Co | 4110 | IL | 345 |  |  | N | [5 empty] | N | X
7570 | Great River Energy | 6030 | Coal Creek | 2875 3rd Street SW | Underwood | ND | 58576 | McLean | 47.3777 | -101.1571 | MRO | MISO | Midcontinent Independent Transmission System Operator, Inc.. | Missouri River | 22 | RE | 1 | Electric Utility | N |  | N |  | N |  | Y | Y | OP | Great River Energy | 7570 |  | 230 |  |  | N | [5 empty] | N | N
4922 | Dayton Power & Light Co | 6031 | Killen Station | 14869 US 52 | Manchester | OH | 45144 | Adams | 38.6903 | -83.4803 | RFC | PJM | PJM Interconnection, LLC | Ohio River | 22 | RE | 1 | Electric Utility | N |  | N |  | N |  | Y | Y | OP | Dayton Power & Light Co | 4922 | OH | 345 |  |  | N | [5 empty] | N
5109 | DTE Electric Company | 6034 | Belle River | 4505 King Rd | China Twp | MI | 48054 | St Clair | 42.7756 | -82.495 | RFC | MISO | Midcontinent Independent Transmission System Operator, Inc.. | St. Clair River | 22 | RE | 1 | Electric Utility | N |  | N |  | N |  | Y | N | OP | ITC Transmission | 56068 | MI | 345 |  |  | N |  | SEMCO PIPELINE INC |  |  |  | N | X
5109 | DTE Electric Company | 6035 | Greenwood (MI) | 7000 Kilgore | Avoca | MI | 48006 | St Clair | 43.1056 | -82.6964 | RFC | MISO | Midcontinent Independent Transmission System Operator, Inc.. | Municipality | 22 | RE | 1 | Electric Utility | N |  | N |  | N |  | N | X |  | ITC Transmission | 56068 | MI | 345 |  |  | N |  | ANR PIPELINE COMPANY |  |  |  | N | X
5416 | Duke Energy Carolinas, LLC | 6036 | Catawba | 4800 Concord Road | York | SC | 29745 | York | 35.0514 | -81.0694 | SERC | DUK | Duke Energy Carolinas | Lake Wylie | 22 | RE | 1 | Electric Utility | N |  | N |  | N |  | N | X |  | Duke Energy Carolinas, LLC | 5416 | SC | 230 |  |  | N | [5 empty] | X | X
5416 | Duke Energy Carolinas, LLC | 6038 | McGuire | 12700 Hagers Ferry Rd | Huntersville | NC | 28078 | Mecklenburg | 35.4331 | -80.9486 | SERC | DUK | Duke Energy Carolinas | Lake Norman | 22 | RE | 1 | Electric Utility | N |  | N |  | N |  | N | X |  | Duke Energy Carolinas, LLC | 5416 | NC | 500 |  |  | N | [5 empty] | X | X
50161 | FirstEnergy Nuclear Operating Company | 6040 | Beaver Valley | Route 168 | Shippingport | PA | 15077 | Beaver | 40.6219 | -80.4336 | RFC | PJM | PJM Interconnection, LLC | Ohio River | 22 | NR | 2 | IPP Non-CHP | N |  | N |  | N |  |  | X |  | Duquesne Light Co | 5487 | PA | 345 |  |  | N
5580 | East Kentucky Power Coop, Inc | 6041 | H L Spurlock | Route 8 P.O. Box 398 | Maysville | KY | 41056 | Mason | 38.7 | -83.8181 | SERC | PJM | PJM Interconnection, LLC | Wells/Ohio River | 22 | RE | 1 | Electric Utility | N |  | N |  | N |  | Y | N | OP | East Kentucky Power Coop, Inc | 5580 |  | 345 | 138 |  | N | [5 empty] | N
6452 | Florida Power & Light Co | 6042 | Manatee | 19050 State Road 62 | Parrish | FL | 34219 | Manatee | 27.6058 | -82.3456 | FRCC | FPL | Florida Power & Light Company | Little Manatee River | 22 | RE | 1 | Electric Utility | N |  | N |  | N |  |  | X |  | Florida Power & Light Co | 6452 | FL | 240 |  |  | N |  | FLORIDA GAS TRANSMISSION COMPANY |  |  |  | N
6452 | Florida Power & Light Co | 6043 | Martin | 21900 SW Warfield Blvd | Indiantown | FL | 34956 | Martin | 27.0536 | -80.5628 | FRCC | FPL | Florida Power & Light Company | St. Lucie Canal | 22 | RE | 1 | Electric Utility | N |  | N |  | N |  |  | X |  | Florida Power & Light Co | 6452 | FL | 230 |  |  | N |  | FLORIDA GAS TRANSMISSION COMPANY |  |  |  | N
6452 | Florida Power & Light Co | 6045 | St Lucie | 6501 S. Ocean Dr. | Jensen Beach | FL | 33497 | St Lucie | 27.3486 | -80.2464 | FRCC | FPL | Florida Power & Light Company | Atlantic Ocean | 22 | RE | 1 | Electric Utility | N |  | N |  | N |  |  | X |  | Florida Power & Light Co | 6452 | FL | 230 |  |  | N
6455 | Duke Energy Florida, LLC | 6046 | DeBary | 176 West Highbanks Rd. | DeBary | FL | 32713 | Volusia | 28.9039 | -81.3323 | FRCC | FPC | Progress Energy Florida |  | 22 | RE | 1 | Electric Utility | N |  | N |  | N |  | N | X |  | Duke Energy Florida, Inc | 6455 | FL | 230 |  |  | N |  | FLORIDA GAS TRANSMISSION COMPANY |  |  |  | N | N
50048 | TransCanada Hydro Northeast Inc., | 6047 | Deerfield 2 | Conway Road | Conway | MA | 1341 | Franklin | 42.5731 | -72.7073 | NPCC | ISNE | ISO New England Inc. | Deerfeld River | 22 | NR | 2 | IPP Non-CHP | N |  | N |  | Y | 98-91-000 | N | X |  | Western Massachusetts Electric Company | 20455 | MA | 69 |  |  | N | [5 empty] | X | X
21461 | NRG Canal LLC | 6049 | West Tisbury Generating Facility | Off Fire Rd #5 MV State Forest | West Tisbury | MA | 2575 | Dukes | 41.3925 | -70.6201 | NPCC | ISNE | ISO New England Inc. | Town | 22 | NR | 2 | IPP Non-CHP | N |  | N |  | Y | 99-19-000 | N | X |  | NSTAR Electric Company | 54913 | MA | 21 |  |  | N
7140 | Georgia Power Co | 6051 | Edwin I Hatch | US Highway 1 North | Baxley | GA | 31513 | Appling | 31.9342 | -82.3447 | SERC | SOCO | Southern Company Services, Inc. - Trans | Altamah River | 22 | RE | 1 | Electric Utility | N |  | N |  | N |  | N | X |  | Georgia Power Co | 7140 | GA | 500 |  |  | N | [5 empty] | X | X
7140 | Georgia Power Co | 6052 | Wansley | Liberty Church Road | Roopville | GA | 30170 | Heard | 33.4134 | -85.0323 | SERC | SOCO | Southern Company Services, Inc. - Trans | Chattahoochee River | 22 | RE | 1 | Electric Utility | N |  | N |  | N |  | Y | N | OP | Georgia Power Co | 7140 | GA | 500 |  |  | N | [5 empty] | N | X
11252 | Louisiana Generating LLC | 6055 | Big Cajun 2 | 10431 Cajun 2 Road - Hwy 981 | New Roads | LA | 70760 | Pointe Coupee | 30.7261 | -91.3692 | SERC | MISO | Midcontinent Independent Transmission System Operator, Inc.. | Mississippi River | 22 | NR | 2 | IPP Non-CHP | N |  | N |  | Y | 00-89-000 | Y | Y | OP | Entergy Louisiana LLC | 11241 | LA | 500 |  |  | N |  | TEXAS EASTERN TRANSMISSION LP |  |  |  | N | N
11843 | Maui Electric Co Ltd | 6056 | Kahului | 200 Hobron Ave | Kahului | HI | 96732 | Maui | 20.8969 | -156.4627 | HICC |  |  | Pacific Ocean - wells | 22 | RE | 1 | Electric Utility | N |  | N |  | N |  | N | X |  | Maui Electric Co Ltd | 11843 | HI | 23 |  |  | N | [5 empty] | N | X
16181 | Rochester Public Utilities | 6058 | Cascade Creek | 1814 Seventh St NW | Rochester | MN | 55901 | Olmsted | 44.0322 | -92.4908 | MRO | MISO | Midcontinent Independent Transmission System Operator, Inc.. |  | 22 | RE | 1 | Electric Utility | N |  | N |  | N |  |  | X |  | Rochester Public Utilities | 16181 | MN | 161 |  |  | N |  | NORTHERN NATURAL GAS |  |  |  | N
9216 | Imperial Irrigation District | 6060 | Coachella | 51-170 Shady Ln. | Coachella | CA | 92236 | Riverside | 33.6758 | -116.1714 | WECC | IID | Imperial Irrigation District | Municipality | 22 | RE | 1 | Electric Utility | N |  | N |  | N |  | N | X |  | Imperial Irrigation District | 9216 | CA | 92 |  |  | N | SOUTHERN CALIFORNIA GAS COMPANY |  |  |  |  | N | X
17568 | Cooperative Energy | 6061 | R D Morrow | 304 Old Okahola School Road | Purvis | MS | 39475 | Lamar | 31.2186 | -89.394 | SERC | MISO | Midcontinent Independent Transmission System Operator, Inc.. | Wells | 22 | RE | 1 | Electric Utility | N |  | N |  | N |  | Y | Y | OP | South Mississippi El Pwr Assn | 17568 |  | 161 |  |  | N | [5 empty] | N | X
12341 | MidAmerican Energy Co | 6063 | Electrifarm | 3051 W. Shaulis Rd | Waterloo | IA | 50701 | Black Hawk | 42.4407 | -92.4205 | MRO | MISO | Midcontinent Independent Transmission System Operator, Inc.. |  | 22 | RE | 1 | Electric Utility | N |  | N |  | N |  | N | X |  | MidAmerican Energy Co | 12341 | IA | 161 |  |  | N |  | MIDAMERICAN ENERGY COMPANY |  |  |  | N | X
9996 | City of Kansas City - (KS) | 6064 | Nearman Creek | 4240 North 55th St | Kansas | KS | 66104 | Wyandotte | 39.1681 | -94.6975 | SPP | SWPP | Southwest Power Pool | Missouri River | 22 | RE | 1 | Electric Utility | N |  | N |  | N |  | Y | N | OP | City of Kansas City - (KS) | 9996 | KS | 161 |  |  | N |  | SOUTHERN STAR CENTRAL GAS PIPELINE | KPC PIPELINE LLC |  |  | N | X
10000 | Kansas City Power & Light Co | 6065 | Iatan | 20250 Hwy 45 N | Weston | MO | 64098 | Platte | 39.4472 | -94.98 | SPP | SWPP | Southwest Power Pool | Missouri River | 22 | RE | 1 | Electric Utility | N |  | N |  | N |  | Y | Y | OS | Kansas City Power & Light Co | 10000 | MO | 345 |  |  | N | [5 empty] | N
22500 | Westar Energy Inc | 6068 | Jeffrey Energy Center | 25905 Jeffrey Rd., PO Box 40 | St. Mary's | KS | 66536 | Pottawatomie | 39.2865 | -96.1172 | SPP | SWPP | Southwest Power Pool | Kansas River | 22 | RE | 1 | Electric Utility | N |  | N |  | N |  | Y | N | OP | Westar Energy Inc | 22500 | KS | 230 | 345 |  | N | [5 empty] | N | N
11249 | Louisville Gas & Electric Co | 6071 | Trimble County | 487 Corn Creek Road | Bedford | KY | 40006 | Trimble | 38.5847 | -85.4117 | SERC | LGEE | LG&E and KU Services Company as agent for Louisville Gas and Electric Company and Kentucky Utilities | Ohio River | 22 | RE | 1 | Electric Utility | N |  | N |  | N |  | Y | Y | OP | Louisville Gas & Electric Co | 11249 | KY | 345 |  |  | N |  | WEST TEXAS GAS INC |  |  |  | N
12465 | System Energy Resources, Inc | 6072 | Grand Gulf | 7003 Bald Hill Rd | Port Gibson | MS | 39150 | Claiborne | 32.0081 | -91.0478 | SERC | MISO | Midcontinent Independent Transmission System Operator, Inc.. | Mississippi River Aquifer | 22 | RE | 1 | Electric Utility | N |  | N |  | N |  | N | X |  | Entergy Mississippi Inc | 12685 | MS | 500 |  |  | N
12686 | Mississippi Power Co | 6073 | Victor J Daniel Jr | 13201 Highway 63 | Escatawpa | MS | 39552 | Jackson | 30.5322 | -88.5553 | SERC | SOCO | Southern Company Services, Inc. - Trans | Municipality | 22 | RE | 1 | Electric Utility | N |  | N |  | N |  | Y | Y | OP | Mississippi Power Co | 12686 | MS | 230 |  |  | N |  | GULF SOUTH PIPELINE COMPANY LP | SOUTHEAST SUPPLY HEADER |  |  | N | X
56211 | KCP&L Greater Missouri Operations Co | 6074 | Greenwood (MO) | 14015 S. Smart Rd. | Greenwood | MO | 64034 | Jackson | 38.8615 | -94.2982 | SPP | SWPP | Southwest Power Pool |  | 22 | RE | 1 | Electric Utility | N |  | N |  | N |  |  | X |  | Kansas City Power & Light Co | 10000 | MO | 161 |  |  | N |  | SOUTHERN STAR CENTRAL GAS PIPELINE |  |  |  | N
15298 | Talen Montana LLC | 6076 | Colstrip | 1 Warehouse Road | Colstrip | MT | 59323 | Rosebud | 45.8831 | -106.614 | WECC | NWMT | NorthWestern Energy (NWMT) | Yellowstone River | 22 | NR | 2 | IPP Non-CHP | N |  | N |  | Y | 99-185-000 | Y | Y | OP | NorthWestern Energy LLC - (MT) | 12825 | MT | 230 | 500 |  | N | [5 empty] | N | X
13337 | Nebraska Public Power District | 6077 | Gerald Gentleman | 6089 South Hwy 25 | Sutherland | NE | 69165 | Lincoln | 41.0808 | -101.1408 | MRO | SWPP | Southwest Power Pool | Sutherland Supply Canal | 22 | RE | 1 | Electric Utility | N |  | N |  | N |  | Y | Y | OP | Nebraska Public Power District | 13337 | NE | 345 |  |  | N | BLACK HILLS ENERGY |  |  |  |  | X | X
11806 | Massachusetts Mun Wholes Electric Co | 6081 | Stony Brook | Moody Street | Ludlow | MA | 1056 | Hampden | 42.1978 | -72.5106 | NPCC | ISNE | ISO New England Inc. | Municipality | 22 | RE | 1 | Electric Utility | N |  | N |  | N |  | N | X |  | Western Massachusetts Electric Company | 20455 | MA | 345 |  |  | N | COLUMBIA GAS OF MASSACHUSETTS |  |  |  |  | N | N
22129 | Somerset Operating Co LLC | 6082 | Somerset Operating Co LLC | 7725 Lake Road | Barker | NY | 14012 | Niagara | 43.3589 | -78.6047 | NPCC | NYIS | New York Independent System Operator | Lake Ontario | 22 | NR | 2 | IPP Non-CHP | N |  | N |  | Y | 99-63-000 | N | X |  | New York State Elec & Gas Corp | 13511 | NY | 345 |  |  | N | [5 empty] | N | X
50048 | TransCanada Hydro Northeast Inc., | 6083 | Deerfield 3 | Conway Road | Buckland | MA | 1338 | Franklin | 42.5995 | -72.7335 | NPCC | ISNE | ISO New England Inc. | Deerfield River | 22 | NR | 2 | IPP Non-CHP | N |  | N |  | Y | 98-91-000 | N | X |  | Western Massachusetts Electric Company | 20455 | MA | 69 |  |  | N | [5 empty] | X | X
13756 | Northern Indiana Pub Serv Co | 6085 | R M Schahfer | 2723 E. 1500 N. | Wheatfield | IN | 46392 | Jasper | 41.2164 | -87.0261 | RFC | MISO | Midcontinent Independent Transmission System Operator, Inc.. | Kankakee River | 22 | RE | 1 | Electric Utility | N |  | N |  | N |  | Y | N | OP | Northern Indiana Pub Serv Co | 13756 | IN | 345 |  |  | N |  | NATURAL GAS PL CO OF AMERICA |  |  |  | N
13781 | Northern States Power Co - Minnesota | 6086 | Cornell | PO Box 827, Hwy 64 | Cornell | WI | 54732 | Chippewa | 45.164 | -91.1574 | MRO | MISO | Midcontinent Independent Transmission System Operator, Inc.. | Chippewa River | 22 | RE | 1 | Electric Utility | N |  | N |  | N |  | N | X |  | Northern States Power Co | 13780 | WI | 115 |  |  | N | [5 empty] | X | X
7140 | Georgia Power Co | 6087 | Wallace Dam | Highway 16 East | Eatonton | GA | 31024 | Hancock | 33.3498 | -83.1574 | SERC | SOCO | Southern Company Services, Inc. - Trans | Oconee River | 22 | RE | 1 | Electric Utility | N |  | N |  | N |  | N | X |  | Georgia Power Co | 7140 | GA | 230 |  |  | Y | [5 empty] | X | X
24211 | Tucson Electric Power Co | 6088 | North Loop | 10600 N Casa Grande Hwy | Tucson | AZ | 85704 | Pima | 32.401 | -111.1262 | WECC | TEPC | Tucson Electric Power Company | Well | 22 | RE | 1 | Electric Utility | N |  | N |  | N |  | N | X |  | Tucson Electric Power Co | 24211 | AZ | 46 |  |  | N |  | SOUTHWEST GAS CORPORATION |  |  |  | N | X
12199 | Montana-Dakota Utilities Co | 6089 | Lewis & Clark | South of Sidney | Richland | MT | 59270 | Richland | 47.6785 | -104.1566 | MRO | MISO | Midcontinent Independent Transmission System Operator, Inc.. | Yellowstone River | 22 | RE | 1 | Electric Utility | N |  | N |  | N |  | Y | Y | OP | Montana-Dakota Utilities Co | 12199 | MT | 115 |  |  | N | MONTANA DAKOTA UTILITIES CO | WBI ENERGY TRANSMISSION INC |  |  |  | N | X
13781 | Northern States Power Co - Minnesota | 6090 | Sherburne County | 13999 Industrial Blvd. | Becker | MN | 55308 | Sherburne | 45.3808 | -93.8931 | MRO | MISO | Midcontinent Independent Transmission System Operator, Inc.. | Mississippi River | 22 | RE | 1 | Electric Utility | N |  | N |  | N |  | Y | Y | OP | Northern States Power Co - Minnesota | 13781 | MN | 345 |  |  | N | [5 empty] | N | N
1307 | Basin Electric Power Coop | 6092 | Spirit Mound | Hwy 19 | Vermillion | SD | 57069 | Clay | 42.8977 | -96.9905 | MRO | SWPP | Southwest Power Pool |  | 22 | RE | 1 | Electric Utility | N |  | N |  | N |  | N | X |  | Basin Electric Power Coop | 1307 | SD | 115 |  |  | N |  | NORTHERN BORDER P L CO |  |  |  | N | X
6526 | FirstEnergy Generation Corp | 6094 | FirstEnergy Bruce Mansfield | 128 Ferry Hill Road | Shippingport | PA | 15077 | Beaver | 40.6348 | -80.4159 | RFC | PJM | PJM Interconnection, LLC | Ohio River | 22 | NR | 2 | IPP Non-CHP | N |  | N |  | N |  | Y | N | OP | American Transmission Systems Inc | 56162 |  | 345 |  |  | N | [5 empty] | X | X
14063 | Oklahoma Gas & Electric Co | 6095 | Sooner | 10800 County Road 230 | Red Rock | OK | 73061 | Noble | 36.4531 | -97.0528 | SPP | SWPP | Southwest Power Pool | Sooner Lake | 22 | RE | 1 | Electric Utility | N |  | N |  | N |  | Y | N | OP | Oklahoma Gas & Electric Co | 14063 | OK | 345 | 138 |  | N | [5 empty] | N | X
14127 | Omaha Public Power District | 6096 | Nebraska City | 7264 L Road | Nebraska City | NE | 68410 | Otoe | 40.6214 | -95.7764 | MRO | SWPP | Southwest Power Pool | Missouri River | 22 | RE | 1 | Electric Utility | N |  | N |  | N |  | N | X |  | Omaha Public Power District | 14127 | NE | 345 |  |  | N | NEBRASKA CITY UTILITIES |  |  |  |  | N
14232 | Otter Tail Power Co | 6098 | Big Stone | 48450 144th Street | Big Stone City | SD | 57216 | Grant | 45.3037 | -96.5101 | MRO | MISO | Midcontinent Independent Transmission System Operator, Inc.. | Big Stone Lake | 22 | RE | 1 | Electric Utility | N |  | N |  | N |  | Y | N | OP | Otter Tail Power Co | 14232 | SD | 230 |  |  | N | [5 empty] | X | X
14328 | Pacific Gas & Electric Co | 6099 | Diablo Canyon | Avila Rd. bet. Montano de Oro | Avila Beach | CA | 93424 | San Luis Obispo | 35.2115 | -120.8555 | WECC | CISO | California Independent System Operator | Pacific Ocean | 22 | RE | 1 | Electric Utility | N |  | N |  | N |  |  | X |  | Pacific Gas & Electric Co | 14328 | CA | 500 |  |  | N
14328 | Pacific Gas & Electric Co | 6100 | Helms Pumped Storage | 67250 Helms Circle | Shaver Lake | CA | 93664 | Fresno | 37.0293 | -118.9683 | WECC | CISO | California Independent System Operator | Courtwright & Lake Wishon | 22 | RE | 1 | Electric Utility | N |  | N |  | N |  |  | X |  | Pacific Gas & Electric Co | 14328 | CA | 230 |  |  | Y
14354 | PacifiCorp | 6101 | Wyodak | 48 Wyodak Road, Garner Lake Rt | Gillette | WY | 82716 | Campbell | 44.2901 | -105.3815 | WECC | PACE | PacifiCorp - East | Municipality | 22 | RE | 1 | Electric Utility | N |  | N |  | N |  | Y | N | OP | PacifiCorp | 14354 | WY | 230 |  |  | N
14266 | TalenEnergy Susquehanna LLC | 6103 | TalenEnergy Susquehanna | 769 Salem Blvd | Berwick | PA | 18603 | Luzerne | 41.0919 | -76.1462 | RFC | PJM | PJM Interconnection, LLC | Susquehanna River | 22 | NR | 2 | IPP Non-CHP | N |  | N |  | Y | 00-43-000 | N | X |  | PPL Electric Utilities Corp | 14715 | PA | 230 | 500 |  | N
55951 | Exelon Nuclear | 6105 | Limerick | Off Route 422; P O Box 2300 | Sanatoga | PA | 19464 | Montgomery | 40.2243 | -75.5874 | RFC | PJM | PJM Interconnection, LLC | Schuylkill & Delaware Rivers | 22 | NR | 2 | IPP Non-CHP | N |  | N |  | N |  | N | X |  | PECO Energy Co | 14940 | PA | 500 | 230 |  | N | [5 empty] | N | X
15248 | Portland General Electric Co | 6106 | Boardman | 73334 Tower Rd | Boardman | OR | 97818 | Morrow | 45.6932 | -119.8088 | WECC | BPAT | Bonneville Power Administration | Carty Reservoir | 22 | RE | 1 | Electric Utility | N |  | N |  | N |  | N | X |  | Bonneville Power Administration | 1738 | OR | 500 |  |  | N | [5 empty] | X
5943 | Entergy Nuc Fitzpatrick LLC | 6110 | James A Fitzpatrick | Lake Road | Lycoming | NY | 13093 | Oswego | 43.5214 | -76.4084 | NPCC | NYIS | New York Independent System Operator | Lake Ontario | 22 | NR | 2 | IPP Non-CHP | N |  | N |  | Y | 00-2738-001 | N | X |  | New York Power Authority | 15296 |  | 345 |  |  | N
15466 | Public Service Co of Colorado | 6112 | Fort St Vrain | 16805 Weld Cr 19-12 | Platteville | CO | 80651 | Weld | 40.2461 | -104.8742 | WECC | PSCO | Public Service Company of Colorado | So Platte River/St Vrain Creek | 22 | RE | 1 | Electric Utility | N |  | N |  | N |  | N | X |  | Public Service Co of Colorado | 15466 | CO | 230 |  |  | N |  | PUB SERVICE CO OF COLORADO |  |  |  | N | N
15470 | Duke Energy Indiana, LLC | 6113 | Gibson | R 1 Box 300 | Owensville | IN | 47665 | Gibson | 38.3722 | -87.7658 | RFC | MISO | Midcontinent Independent Transmission System Operator, Inc.. | Gibson Lake | 22 | RE | 1 | Electric Utility | N |  | N |  | N |  | Y | N | OP | Duke Energy Indiana Inc | 15470 | IN | 345 |  |  | N | [5 empty] | X | X
6854 | NextEra Energy Seabrook LLC | 6115 | Seabrook | 626 Lafayette Road | Seabrook | NH | 3874 | Rockingham | 42.8992 | -70.8489 | NPCC | ISNE | ISO New England Inc. | Atlantic Ocean | 22 | NR | 2 | IPP Non-CHP | N |  | N |  | Y | 02-1838-008 | N | X |  | Public Service Co of NH | 15472 | NH | 345 |  |  | N
15478 | PSEG Nuclear LLC | 6118 | PSEG Hope Creek Generating Station | P O Box 236 End of Buttonwood | Hancocks Bridge | NJ | 8038 | Salem | 39.4666 | -75.5377 | RFC | PJM | PJM Interconnection, LLC | Delaware River | 22 | NR | 2 | IPP Non-CHP | N |  | N |  | Y | 00-002-000 | N | X |  | Public Service Elec & Gas Co | 15477 | NJ | 500 |  |  | N
50048 | TransCanada Hydro Northeast Inc., | 6119 | Deerfield 4 | Creamery Avenue | Buckland | MA | 1338 | Franklin | 42.6198 | -72.7376 | NPCC | ISNE | ISO New England Inc. | Deerfield River | 22 | NR | 2 | IPP Non-CHP | N |  | N |  | Y | 98-91-000 | N | X |  | Western Massachusetts Electric Company | 20455 | MA | 115 |  |  | N | [5 empty] | X | X
15500 | Puget Sound Energy Inc | 6120 | Whitehorn | 4930 Brown Rd | Blaine | WA | 98230 | Whatcom | 48.8288 | -122.6861 | WECC | PSEI | Puget Sound Energy | Whatcom PUD | 22 | RE | 1 | Electric Utility | N |  | N |  | N |  | N | X |  | Puget Sound Energy Inc | 15500 | WA | 115 |  |  | N | CASCADE NAT GAS CORP |  |  |  |  | N
55951 | Exelon Nuclear | 6122 | R E Ginna Nuclear Power Plant | Lake Rd. | Ontario | NY | 14519 | Wayne | 43.2777 | -77.3099 | NPCC | NYIS | New York Independent System Operator | Lake Ontario | 22 | NR | 2 | IPP Non-CHP | N |  | N |  | Y | 04-73-000 | N | X |  | Rochester Gas & Electric Corp | 16183 | NY | 115 |  |  | N | [5 empty] | N | X
7140 | Georgia Power Co | 6124 | McIntosh | 981 Old Augusta Road | Rincon | GA | 31326 | Effingham | 32.3563 | -81.1683 | SERC | SOCO | Southern Company Services, Inc. - Trans | Savannah River | 22 | RE | 1 | Electric Utility | N |  | N |  | N |  | Y | N | OP | Georgia Power Co | 7140 | GA | 230 |  |  | N |  | SOUTHERN NATURAL GAS COMPANY | ELBA EXPRESS |  |  | N | X
17127 | Town of Shrewsbury - (MA) | 6125 | Shrewsbury | 518 Rear Boston Turnpike | Shrewsbury | MA | 1545 | Worcester | 42.2747 | -71.7172 | NPCC | ISNE | ISO New England Inc. |  | 22 | RE | 1 | Electric Utility | N |  | N |  | N |  | N | X |  | Massachusetts Electric Co | 11804 | MA | 115 |  |  | N | [5 empty] | X | X
17539 | South Carolina Electric&Gas Company | 6126 | Fairfield Pumped Storage | Bradham Boulevard off Hwy 215 | Jenkinsville | SC | 29065 | Fairfield | 34.3061 | -81.3308 | SERC | SCEG | South Carolina Electric & Gas Company | Broad River | 22 | RE | 1 | Electric Utility | N |  | N |  | N |  | N | X |  | South Carolina Electric&Gas Company | 17539 | SC | 230 |  |  | Y | [5 empty] | X | X
17539 | South Carolina Electric&Gas Company | 6127 | V C Summer | Bradham Boulevard off Hwy 215 | Jenkinsville | SC | 29065 | Fairfield | 34.2983 | -81.3153 | SERC | SCEG | South Carolina Electric & Gas Company | Broad River | 22 | RE | 1 | Electric Utility | N |  | N |  | N |  | N | X |  | South Carolina Electric&Gas Company | 17539 | SC | 230 |  |  | N | [5 empty] | N | X
9339 | International Bound & Wtr Comm | 6128 | Amistad Dam & Power | 670 Texas Spur 349 | Del Rio | TX | 78840 | Val Verde | 29.4498 | -101.0601 | TRE | ERCO | Electric Reliability Council of Texas, Inc. | Rio Grande | 22 | RE | 1 | Electric Utility | N |  | N |  | N |  | N | X |  | AEP Texas Central Company | 3278 | TX | 138 |  |  | N
27813 | USCE-Mobile District | 6130 | Carters | 975 Powerhouse Road | Chatsworth | GA | 30705 | Murray | 34.6121 | -84.6733 | SERC | SOCO | Southern Company Services, Inc. - Trans | Coosawattee River | 22 | RE | 1 | Electric Utility | N |  | N |  | N |  | N | X |  | Georgia Power Co | 7140 | GA | 230 |  |  | Y
27813 | USCE-Mobile District | 6131 | Jones Bluff | 1170 County Road 15 South | Selma | AL | 36703 | Autauga | 32.3242 | -86.7843 | SERC | SOCO | Southern Company Services, Inc. - Trans | Alabama River | 22 | RE | 1 | Electric Utility | N |  | N |  | N |  | N | X |  | Alabama Power Co | 195 | AL | 115 |  |  | N
19375 | USCE-Savannah District | 6132 | Richard B Russell | 4144 Russell Dam Drive | Elberton | GA | 30635 | Elbert | 34.0256 | -82.5953 | SERC | SEPA | Southeastern Power Administration | Savannah River | 22 | RE | 1 | Electric Utility | N |  | N |  | N |  | N | X |  | Georgia Power Co | 7140 | GA | 230 |  |  | Y | [5 empty] | N | N
27813 | USCE-Mobile District | 6133 | West Point (GA) | 500 Resource Management Drive | West Point | GA | 31833 | Troup | 32.9187 | -85.1887 | SERC | SOCO | Southern Company Services, Inc. - Trans | Chattahoochee River | 22 | RE | 1 | Electric Utility | N |  | N |  | N |  | N | X |  | Georgia Power Co | 7140 | GA | 115 |  |  | N
18715 | Texas Municipal Power Agency | 6136 | Gibbons Creek | 12824 FM244 | Anderson | TX | 77830 | Grimes | 30.6199 | -96.0818 | TRE | ERCO | Electric Reliability Council of Texas, Inc. | Gibbons Creek | 22 | RE | 1 | Electric Utility | N |  | N |  | N |  | Y | Y | OP | Texas Municipal Power Agency | 18715 |  | 345 |  |  | N | [5 empty] | N | X
17633 | Southern Indiana Gas & Elec Co | 6137 | A B Brown | 8511 Welborn Road | Mount Vernon | IN | 47620 | Posey | 37.9053 | -87.715 | RFC | MISO | Midcontinent Independent Transmission System Operator, Inc.. | Ohio River | 22 | RE | 1 | Electric Utility | N |  | N |  | N |  | Y | N | OP | Southern Indiana Gas & Elec Co | 17633 | IN | 138 |  |  | N |  | TEXAS GAS TRANSMISSION LLC |  |  |  | N | X
17698 | Southwestern Electric Power Co | 6138 | Flint Creek | 21797 Swepco Plant Road | Gentry | AR | 72734 | Benton | 36.2561 | -94.5241 | SPP | SWPP | Southwest Power Pool | Flint Creek Reservoir | 22 | RE | 1 | Electric Utility | N |  | N |  | N |  | Y | N | OP | Southwestern Electric Power Co | 17698 | AR | 161 |  |  | N
17698 | Southwestern Electric Power Co | 6139 | Welsh | FM Rd 1735 | Pittsburg | TX | 75686 | Titus | 33.0552 | -94.84 | SPP | SWPP | Southwest Power Pool | Swauano Creek Reserv | 22 | RE | 1 | Electric Utility | N |  | N |  | N |  | Y | N | OP | Southwestern Electric Power Co | 17698 | TX | 345 |  |  | N | [5 empty] | N
26618 | USCE-St Louis District | 6140 | Clarence Cannon | 20642 Highway J | Monroe City | MO | 63456 | Ralls | 39.5248 | -91.644 | SERC | AECI | Associated Electric Cooperative, Inc. | Mark Twain Lake | 22 | RE | 1 | Electric Utility | N |  | N |  | N |  |  | X |  | Northeast Missouri El Pwr Coop | 13738 |  | 69 |  |  | Y | [5 empty] | X | X
25477 | USCE-Kansas City District | 6141 | Harry Truman | 29564 Powerhouse Road | Warsaw | MO | 65355 | Benton | 38.2623 | -93.4062 | SPP | SPA | Southwestern Power Administration | Osage River | 22 | RE | 1 | Electric Utility | N |  | N |  | N |  | N | X |  | Southwestern Power Administration | 17716 |  | 161 |  |  | Y | [5 empty] | X | X
19647 | USCE-Little Rock District | 6142 | Ozark | PO BOX 507 | OZARK | AR | 72949 | Franklin | 35.4693 | -93.8175 | SPP | SPA | Southwestern Power Administration | Arkansas River | 22 | RE | 1 | Electric Utility | N |  | N |  | N |  | N | X |  | Southwestern Power Administration | 17716 |  | 161 |  |  | N
56211 | KCP&L Greater Missouri Operations Co | 6144 | Kansas City International | 9900 NW 112th St | Kansas City | MO | 64079 | Platte | 39.2973 | -94.6932 | SPP | SWPP | Southwest Power Pool |  | 22 | RE | 1 | Electric Utility | N |  | N |  | N |  |  | X |  | Kansas City Power & Light Co | 10000 | MO | 161 |  |  | N |  | MISSOURI GAS ENERGY |  |  |  | N
55983 | Luminant Generation Company LLC | 6145 | Comanche Peak | Farm to Market Road 56 | Glen Rose | TX | 76043 | Somervell | 32.2984 | -97.7855 | TRE | ERCO | Electric Reliability Council of Texas, Inc. | Squaw Creek | 22 | NR | 2 | IPP Non-CHP | N |  | N |  | N |  | N | X |  | Oncor Electric Delivery Company LLC | 44372 | TX | 345 |  |  | N | [5 empty] | N | N
55983 | Luminant Generation Company LLC | 6146 | Martin Lake | PO Box 651 | Tatum | TX | 75691 | Rusk | 32.2606 | -94.5706 | TRE | ERCO | Electric Reliability Council of Texas, Inc. | Martin Lake | 22 | NR | 2 | IPP Non-CHP | N |  | N |  | N |  | Y | Y | OP | Oncor Electric Delivery Company LLC | 44372 | TX | 345 |  |  | N | [5 empty] | N | N
55983 | Luminant Generation Company LLC | 6147 | Monticello | PO Box 1266 | Mount Pleasant | TX | 75455 | Titus | 33.0917 | -95.0417 | TRE | ERCO | Electric Reliability Council of Texas, Inc. | Monticello Reservoir | 22 | NR | 2 | IPP Non-CHP | N |  | N |  | N |  | Y | Y | OP | Oncor Electric Delivery Company LLC | 44372 | TX | 345 |  |  | N | [5 empty] | N | N
50161 | FirstEnergy Nuclear Operating Company | 6149 | Davis Besse | 5501 N State Route 2 | Oak Harbor | OH | 43449 | Ottawa | 41.5967 | -83.0861 | RFC | PJM | PJM Interconnection, LLC | Lake Erie | 22 | NR | 2 | IPP Non-CHP | N |  | N |  | N |  |  | X |  | The Toledo Edison Co | 18997 | OH | 345 |  |  | N
18642 | Tennessee Valley Authority | 6150 | Bellefonte | County Road 33 PO Box 2000 | Hollywood | AL | 35752 | Jackson | 34.7092 | -85.9278 | SERC | TVA | Tennessee Valley Authority | Guntersville Reservoir | 22 | RE | 1 | Electric Utility | N |  | N |  | N |  |  | X |  | Tennessee Valley Authority | 18642 | AL | 161 |  |  | N
18642 | Tennessee Valley Authority | 6151 | Raccoon Mountain | Cummings Highway | Chattanooga | TN | 37419 | Hamilton | 35.0558 | -85.3879 | SERC | TVA | Tennessee Valley Authority | Tennessee River Nickajack Rese | 22 | RE | 1 | Electric Utility | N |  | N |  | N |  |  | X |  | Tennessee Valley Authority | 18642 | TN | 161 |  |  | Y
18642 | Tennessee Valley Authority | 6152 | Sequoyah | Sequoyah Rd. PO Box 2000 | Soddy Daisy | TN | 37379 | Hamilton | 35.2267 | -85.0917 | SERC | TVA | Tennessee Valley Authority | Chickamauga Reservoir | 22 | RE | 1 | Electric Utility | N |  | N |  | N |  |  | X |  | Tennessee Valley Authority | 18642 | TN | 500 |  |  | N
19436 | Union Electric Co - (MO) | 6153 | Callaway | Route CC | Fulton | MO | 65251 | Callaway | 38.7589 | -91.7788 | SERC | MISO | Midcontinent Independent Transmission System Operator, Inc.. | Missouri River | 22 | RE | 1 | Electric Utility | N |  | N |  | N |  |  | X |  | Union Electric Co - (MO) | 19436 | MO | 345 |  |  | N
19436 | Union Electric Co - (MO) | 6155 | Rush Island | 100 Big Hollow Road | Festus | MO | 63028 | Jefferson | 38.1312 | -90.2632 | SERC | MISO | Midcontinent Independent Transmission System Operator, Inc.. | Mississippi River | 22 | RE | 1 | Electric Utility | N |  | N |  | N |  | Y | N | OP | Union Electric Co - (MO) | 19436 | MO | 345 |  |  | N
15452 | PSEG Power Connecticut LLC | 6156 | New Haven Harbor | 1 Waterfront Street | New Haven | CT | 6512 | New Haven | 41.284 | -72.9043 | NPCC | ISNE | ISO New England Inc. | New Haven Harbor | 22 | NR | 2 | IPP Non-CHP | N |  | N |  | Y | 03-25-000 | N | X |  | United Illuminating Co | 19497 | CT | 115 |  |  | N | SOUTHERN CONNECTICUT GAS COMPANY |  |  |  |  | N
2518 | U S Bureau of Reclamation | 6158 | New Melones | n/a | Jamestown | CA | 95376 | Tuolumne | 37.9469 | -120.5282 | WECC | WALC | Western Area Power Administration - Desert Southwest Region | Stanislaus River | 22 | RE | 1 | Electric Utility | N |  | N |  | N |  |  | X |  | WAPA-- Western Area Power Administration | 27000 | CA | 230 |  |  | N
2518 | U S Bureau of Reclamation | 6159 | Crystal | n/a | Montrose | CO | 81401 | Montrose | 38.5106 | -107.6253 | WECC | WACM | Western Area Power Administration - Rocky Mountain Region | Crystal Reservoir-Gunnison Riv | 22 | RE | 1 | Electric Utility | N |  | N |  | N |  |  | X |  | WAPA-- Western Area Power Administration | 27000 | CO | 120.75 |  |  | N
2518 | U S Bureau of Reclamation | 6163 | Grand Coulee | n/a | Grand Coulee | WA | 99133 | Grant | 47.9575 | -118.9773 | WECC | BPAT | Bonneville Power Administration | Columbia River | 22 | RE | 1 | Electric Utility | N |  | N |  | N |  |  | X |  | Bonneville Power Administration | 1738 | WA | 525 |  |  | Y
14354 | PacifiCorp | 6165 | Hunter | UT Hwy 10, S. of Castle Dale | Castle Dale | UT | 84513 | Emery | 39.1747 | -111.0289 | WECC | PACE | PacifiCorp - East | Cottonwood Creek | 22 | RE | 1 | Electric Utility | N |  | N |  | N |  | N | X |  | PacifiCorp | 14354 | UT | 345 |  |  | N
9324 | Indiana Michigan Power Co | 6166 | Rockport | 2791 North US Route 231 | Rockport | IN | 47635 | Spencer | 37.9256 | -87.0372 | RFC | PJM | PJM Interconnection, LLC | Ohio River | 22 | RE | 1 | Electric Utility | N |  | N |  | N |  | Y | N | OP | Indiana Michigan Power Co | 9324 | IN | 765 |  |  | N
19876 | Virginia Electric & Power Co | 6167 | Bath County | 316 Power Station Road | Warm Springs | VA | 24484 | Bath | 38.2089 | -79.8 | SERC | PJM | PJM Interconnection, LLC | Back Creek | 22 | RE | 1 | Electric Utility | N |  | N |  | N |  | N | X |  | Virginia Electric & Power Co | 19876 | VA | 500 |  |  | Y
19876 | Virginia Electric & Power Co | 6168 | North Anna | P.O. Box 402, End of Rt. 700 | Mineral | VA | 23117 | Louisa | 38.06 | -77.7897 | SERC | PJM | PJM Interconnection, LLC | North Anna River | 22 | RE | 1 | Electric Utility | N |  | N |  | N |  | N | X |  | Virginia Electric & Power Co | 19876 | VA | 500 |  |  | N
20847 | Wisconsin Electric Power Co | 6170 | Pleasant Prairie | 8000 95th Street | Pleasant Prairie | WI | 53158 | Kenosha | 42.5381 | -87.9033 | RFC | MISO | Midcontinent Independent Transmission System Operator, Inc.. | Lake Michigan | 22 | RE | 1 | Electric Utility | N |  | N |  | N |  | N | X |  | American Transmission Co | 659 | WI | 345 |  |  | N |  | ANR PIPELINE COMPANY |  |  |  | N
19462 | USCE-Nashville District | 6171 | Laurel Dam | 2060 Power Plant Road | London | KY | 40744 | Laurel | 36.9614 | -84.27 | SERC | PJM | PJM Interconnection, LLC | Laurel River | 22 | RE | 1 | Electric Utility | N |  | N |  | N |  | N | X |  | East Kentucky Power Coop, Inc | 5580 |  | 161 |  |  | N | [5 empty] | X | X
19400 | USACE Northwestern Division | 6172 | Libby | 17115 Highway No. 37 | Libby | MT | 59923 | Lincoln | 48.4098 | -115.3143 | WECC | BPAT | Bonneville Power Administration | Kootenai River | 22 | RE | 1 | Electric Utility | N |  | N |  | N |  | N | X |  | Bonneville Power Administration | 1738 | MT | 230 |  |  | N | [5 empty] | X | X
19400 | USACE Northwestern Division | 6174 | Lost Creek | 100 Cole M. Rivers Drive | Trail | OR | 97541 | Jackson | 42.6717 | -122.6772 | WECC | PACW | PacifiCorp - West | Rogue River | 22 | RE | 1 | Electric Utility | N |  | N |  | N |  | N | X |  | PacifiCorp | 14354 | OR | 115 |  |  | N | [5 empty] | X | X
19400 | USACE Northwestern Division | 6175 | Lower Granite | 885 Almota Ferry Road | Pomeroy | WA | 99347 | Whitman | 46.6595 | -117.4294 | WECC | BPAT | Bonneville Power Administration | Snake And Columbia Rivers | 22 | RE | 1 | Electric Utility | N |  | N |  | N |  | N | X |  | Bonneville Power Administration | 1738 | WA | 500 |  |  | N | [5 empty] | X | X
16572 | Salt River Project | 6177 | Coronado | Hwy 191 7 miles nof St. Johns | St Johns | AZ | 85936 | Apache | 34.5789 | -109.2708 | WECC | SRP | Salt River Project | Wells | 22 | RE | 1 | Electric Utility | N |  | N |  | N |  | Y | N | OP | Salt River Project | 16572 | AZ | 500 |  |  | N | [5 empty] | X | X
56570 | Coleto Creek Power LP | 6178 | Coleto Creek | FM 2987 off Hwy 59 | Fannin | TX | 77960 | Goliad | 28.7128 | -97.2142 | TRE | ERCO | Electric Reliability Council of Texas, Inc. | Coleto Creek Reservoir | 22 | NR | 2 | IPP Non-CHP | N |  | N |  | Y | 04-55-000 | Y | Y | OP | Oncor Electric Delivery Company LLC | 44372 | TX | 138 |  |  | N
11269 | Lower Colorado River Authority | 6179 | Fayette Power Project | 6549 Power Plant Rd. | La Grange | TX | 78945 | Fayette | 29.9172 | -96.7506 | TRE | ERCO | Electric Reliability Council of Texas, Inc. | Fayette County Lake | 22 | RE | 1 | Electric Utility | N |  | N |  | N |  | N | X |  | Lower Colorado River Authority | 11269 |  | 345 |  |  | N | [5 empty] | X | X
55983 | Luminant Generation Company LLC | 6180 | Oak Grove (TX) | P.O. Box 558 | Franklin | TX | 77856 | Robertson | 31.1803 | -96.4866 | TRE | ERCO | Electric Reliability Council of Texas, Inc. | Twin Oak Reservoir | 22 | NR | 2 | IPP Non-CHP | N |  | N |  | N |  | N | X |  | Oncor Electric Delivery Company LLC | 44372 | TX | 345 |  |  | N |  | ENERGY TRANSFER COMPANY TEXAS PL LTD |  |  |  | N | N
16604 | City of San Antonio - (TX) | 6181 | J T Deely | 12940 US Hwy 181 South | San Antonio | TX | 78263 | Bexar | 29.3081 | -98.3228 | TRE | ERCO | Electric Reliability Council of Texas, Inc. | San Antonio River | 22 | RE | 1 | Electric Utility | N |  | N |  | N |  | Y | N | OP | City of San Antonio - (TX) | 16604 | TX | 138 |  |  | N |  | ENTERPRISE TEXAS PIPELINE | ENTERPRISE TEXAS PIPELINE |  |  | N | X
16624 | San Miguel Electric Coop, Inc | 6183 | San Miguel | 6200 FM 3387 | Christine | TX | 78012 | Atascosa | 28.7044 | -98.4775 | TRE | ERCO | Electric Reliability Council of Texas, Inc. | Wells | 22 | RE | 1 | Electric Utility | N |  | N |  | N |  | Y | Y | OP | South Texas Electric Coop, Inc | 17583 | TX | 345 |  |  | N
195 | Alabama Power Co | 6188 | Harris Dam | 2671 County Road 100 | Lineville | AL | 36266 | Randolph | 33.2583 | -85.616 | SERC | SOCO | Southern Company Services, Inc. - Trans | Tallapoosa River | 22 | RE | 1 | Electric Utility | N |  | N |  | N |  | N | X |  | Alabama Power Co | 195 | AL | 115 |  |  | N
13994 | Oglethorpe Power Corporation | 6189 | Rocky Mountain Hydroelectric Plant | 4050 Big Texas Valley Rd | Rome | GA | 30165 | Floyd | 34.3555 | -85.3039 | SERC | SOCO | Southern Company Services, Inc. - Trans | Heath Creek | 22 | RE | 1 | Electric Utility | N |  | N |  | N |  |  | X |  | Georgia Transmission Corp | 7197 | GA | 230 |  |  | Y |  | SOUTHERN NATURAL GAS COMPANY |  |  |  | X
3265 | Cleco Power LLC | 6190 | Brame Energy Center | 275 Rodemacher Rd | Lena | LA | 71447 | Rapides | 31.395 | -92.7167 | SPP | MISO | Midcontinent Independent Transmission System Operator, Inc.. | Rodemacher Lake | 22 | RE | 1 | Electric Utility | N |  | N |  | N |  | Y | Y | OP | Cleco Power LLC | 3265 | LA | 230 |  |  | N | Other - See pipeline notes. | TRUNKLINE GAS COMPANY |  |  | Per our Supervisor of NG procurement, "none of these are LDC's. They are interstate and/or intrastate pipelines." | N
189 | PowerSouth Energy Cooperative | 6192 | Portland (FL) | C-6 Radar Site Eglin AFB | Eglin AFB | FL | 32542 | Walton | 30.5736 | -86.2158 | SERC | AEC | PowerSouth Energy Cooperative |  | 22 | RE | 1 | Electric Utility | N |  | N |  | N |  |  | X |  | PowerSouth Energy Cooperative | 189 | AL | 115
17718 | Southwestern Public Service Co | 6193 | Harrington | 8400 N.Lakeside Dr. | Amarillo | TX | 79108 | Potter | 35.2982 | -101.7472 | SPP | SWPP | Southwest Power Pool | Municipality | 22 | RE | 1 | Electric Utility | N |  | N |  | N |  | N | X |  | Southwestern Public Service Co | 17718 | TX | 230 |  |  | N |  | ONEOK WES TEX TRANSMISSION LLC |  |  |  | N | N
17718 | Southwestern Public Service Co | 6194 | Tolk | 9m E. of Muleshoe on Hwy 70 | Muleshoe | TX | 79371 | Lamb | 34.1865 | -102.57 | SPP | SWPP | Southwest Power Pool | Wells | 22 | RE | 1 | Electric Utility | N |  | N |  | N |  | N | X |  | Southwestern Public Service Co | 17718 | TX | 230 |  |  | N |  | ONEOK WES TEX TRANSMISSION LLC |  |  |  | N | N
17833 | City Utilities of Springfield - (MO) | 6195 | John Twitty Energy Center | 5100 W Farm Road 164 | Springfield | MO | 65807 | Greene | 37.1517 | -93.388 | SPP | SWPP | Southwest Power Pool | SW Wastewater Treatment Plant | 22 | RE | 1 | Electric Utility | N |  | N |  | N |  | N | X |  | City Utilities of Springfield - (MO) | 17833 | MO | 161 |  |  | N |  | SOUTHERN STAR CENTRAL GAS PIPELINE |  |  |  | N | X
3255 | California Dept. of Water Resources | 6196 | W E Warne | 3 MI. E. of Smokey Bear Rd. | Gorman | CA | 93243 | Los Angeles | 34.6853 | -118.7881 | WECC | CISO | California Independent System Operator | Water From Penstocks Ca Aquedu | 22 | RE | 1 | Electric Utility | N |  | N |  | N |  |  | X |  | Southern California Edison Co | 17609 | CA | 220 |  |  | N
3413 | PUD No 1 of Chelan County | 6200 | Rock Island | Rock Island Dam | Wenatchee | WA | 98801 | Chelan | 47.3461 | -120.0917 | WECC | CHPD | Public Utility District No. 1 of Chelan County | Columbia River | 22 | RE | 1 | Electric Utility | N |  | N |  | N |  | N | X |  | PUD No 1 of Chelan County | 3413 | WA | 115 |  |  | N | [5 empty] | X | X
16868 | City of Seattle - (WA) | 6202 | Ross | 500 Newhalem Street | Rockport | WA | 98283 | Whatcom | 48.7326 | -121.0679 | WECC | SCL | Seattle City Light | Skagit River | 22 | RE | 1 | Electric Utility | N |  | N |  | N |  | N | X |  | City of Seattle - (WA) | 16868 | WA | 230 |  |  | N | [5 empty] | X | X
1307 | Basin Electric Power Coop | 6204 | Laramie River Station | Hwy 320 | Wheatland | WY | 82201 | Platte | 42.1089 | -104.8825 | WECC | WACM | Western Area Power Administration - Rocky Mountain Region | Grayrocks Dam Laramie River | 22 | RE | 1 | Electric Utility | N |  | N |  | N |  | Y | Y | OP | Basin Electric Power Coop | 1307 | WY | 345 |  |  | N |  | NORTHERN BORDER P L CO |  |  |  | N | X
15466 | Public Service Co of Colorado | 6206 | Tacoma | #240 Electra Lake East | Durango | CO | 81301 | La Plata | 37.5237 | -107.7828 | WECC | WACM | Western Area Power Administration - Rocky Mountain Region | Electra Lake | 22 | RE | 1 | Electric Utility | N |  | N |  | N |  | N | X |  | Tri-State G & T Assn, Inc | 30151 |  | 46 |  |  | N | [5 empty] | X | X
15466 | Public Service Co of Colorado | 6207 | Ames Hydro | 650 Ames Rd. | Ophir | CO | 81426 | San Miguel | 37.866 | -107.8831 | WECC | WACM | Western Area Power Administration - Rocky Mountain Region | Trout Lake & Lake Hope | 22 | RE | 1 | Electric Utility | N |  | N |  | N |  | N | X |  | Tri-State G & T Assn, Inc | 30151 |  | 115 |  |  | N | [5 empty] | X | X
2518 | U S Bureau of Reclamation | 6208 | Mount Elbert | n/a | Twin Lakes | CO | 80461 | Lake | 39.0942 | -106.3523 | WECC | WACM | Western Area Power Administration - Rocky Mountain Region | Fryingpan River | 22 | RE | 1 | Electric Utility | N |  | N |  | N |  |  | X |  | WAPA-- Western Area Power Administration | 27000 | CO | 230 |  |  | Y
20169 | Avista Corp | 6210 | Northeast (WA) | 8400 N. Regal | Spokane | WA | 99207 | Spokane | 47.7351 | -117.3705 | WECC | AVA | Avista Corporation |  | 22 | RE | 1 | Electric Utility | N |  | N |  | N |  | N | X |  | Avista Corp | 20169 | WA | 115 |  |  | N |  | TRANSCANADA - GAS TRANSMISSION NW |  |  |  | N | X
54803 | Dynegy Oakland, LLC | 6211 | Dynegy Oakland Power Plant | 50 Martin Luther King Jr. Way | Oakland | CA | 94607 | Alameda | 37.7968 | -122.2819 | WECC | CISO | California Independent System Operator |  | 22 | NR | 2 | IPP Non-CHP | N |  | N |  | Y | 98-68-000 | N | X |  | Pacific Gas & Electric Co | 14328 | CA | 115 |  |  | N | [5 empty] | X | X
14328 | Pacific Gas & Electric Co | 6212 | Mobile GT | Buhne Pt. 1000 King Salmon Ave | Eureka | CA | 95503 | Humboldt | 40.7414 | -124.2103 | WECC | CISO | California Independent System Operator |  | 22 | RE | 1 | Electric Utility | N |  | N |  | N |  |  | X |  | Pacific Gas & Electric Co | 14328 | CA | 115
9267 | Hoosier Energy R E C, Inc | 6213 | Merom | 5500 W. Old 54 | Sullivan | IN | 47882 | Sullivan | 39.0694 | -87.5108 | RFC | MISO | Midcontinent Independent Transmission System Operator, Inc.. | Turtle Creek Reservoir | 22 | RE | 1 | Electric Utility | N |  | N |  | N |  | N | X |  | Hoosier Energy R E C, Inc | 9267 |  | 345 |  |  | N | [5 empty] | N | X
5529 | City of Durant - (IA) | 6220 | Durant | 601 4th St | Durant | IA | 52747 | Cedar | 41.5998 | -90.912 | MRO | MISO | Midcontinent Independent Transmission System Operator, Inc.. | Wells | 22 | RE | 1 | Electric Utility | N |  | N |  | N |  | N | X |  | City of Durant - (IA) | 5529 | IA | 2.4 | 12.4 |  | N |  | MIDAMERICAN ENERGY COMPANY |  |  |  | N
5860 | Empire District Electric Co | 6223 | Empire Energy Center | 2537 Fir Road | Sarcoxie | MO | 64862 | Jasper | 37.1385 | -94.1041 | SPP | SWPP | Southwest Power Pool |  | 22 | RE | 1 | Electric Utility | N |  | N |  | N |  | N | X |  | Empire District Electric Co | 5860 | MO | 161 |  |  | N |  | SOUTHERN STAR CENTRAL GAS PIPELINE |  |  |  | N | X
9667 | City of Jasper - (IN) | 6225 | Jasper 2 | 1163 E. 15th STREET | Jasper | IN | 47547 | Dubois | 38.4004 | -86.9146 | RFC | MISO | Midcontinent Independent Transmission System Operator, Inc.. | Municipality | 22 | RE | 1 | Electric Utility | N |  | N |  | N |  | N | X |  | City of Jasper - (IN) | 9667 | IN | 69 |  |  | N | [5 empty] | N | N
13337 | Nebraska Public Power District | 6229 | Mobile | 1215 West Hwy 34 | York | NE | 68467 | York | 40.883 | -97.6014 | MRO | SWPP | Southwest Power Pool | Mounted Reservoir | 22 | RE | 1 | Electric Utility | N |  | N |  | N |  |  | X |  | Nebraska Public Power District | 13337 | NE | 2.4 |  |  | N | [5 empty] | X | X
13781 | Northern States Power Co - Minnesota | 6231 | Apple River | 2040 Cty Rd 1 | Somerset | WI | 54025 | St Croix | 45.1576 | -92.7162 | MRO | MISO | Midcontinent Independent Transmission System Operator, Inc.. | Apple River | 22 | RE | 1 | Electric Utility | N |  | N |  | N |  | N | X |  | Northern States Power Co | 13780 | WI | 23.9 |  |  | N | [5 empty] | X | X
40307 | Prairie Power, Inc | 6237 | Pittsfield | Highway 107 North | Pittsfield | IL | 62363 | Pike | 39.6436 | -90.6353 | SERC | MISO | Midcontinent Independent Transmission System Operator, Inc.. | Municipality | 22 | RE | 1 | Electric Utility | N |  | N |  | N |  | N | X |  | Prairie Power, Inc | 40307 | IL | 69 |  |  | N
40307 | Prairie Power, Inc | 6238 | Pearl Station | Route 100 South | Pearl | IL | 62361 | Pike | 39.4492 | -90.6141 | SERC | MISO | Midcontinent Independent Transmission System Operator, Inc.. | Illinois River | 22 | RE | 1 | Electric Utility | N |  | N |  | N |  | Y | Y | OS | Prairie Power, Inc | 40307 |  | 69 |  |  | N | [5 empty] | N | X
2442 | City of Bryan - (TX) | 6243 | Dansby | 8181 Mumford Road | Bryan | TX | 77807 | Brazos | 30.7217 | -96.4608 | TRE | ERCO | Electric Reliability Council of Texas, Inc. | Lake Bryan | 22 | RE | 1 | Electric Utility | N |  | N |  | N |  | N | X |  | City of Bryan - (TX) | 2442 | TX | 69 |  |  | N |  | ENTERPRISE TEXAS PIPELINE |  |  |  | N
6452 | Florida Power & Light Co | 6246 | Putnam | 392 US Hwy 17 South | East Palatka | FL | 32031 | Putnam | 29.6283 | -81.5851 | FRCC | FPL | Florida Power & Light Company | St. Johns River | 22 | RE | 1 | Electric Utility | N |  | N |  | N |  |  | X |  | Florida Power & Light Co | 6452 | FL | 230 |  |  |  |  | FLORIDA GAS TRANSMISSION COMPANY
15466 | Public Service Co of Colorado | 6248 | Pawnee | 14940 County Road 24 | Brush | CO | 80723 | Morgan | 40.2217 | -103.6803 | WECC | PSCO | Public Service Company of Colorado | wells | 22 | RE | 1 | Electric Utility | N |  | N |  | N |  | Y | Y | OS | Public Service Co of Colorado | 15466 | CO | 230 |  |  | N |  | PUB SERVICE CO OF COLORADO |  |  |  | N | N
17543 | South Carolina Public Service Authority | 6249 | Winyah | 3097 Penny Royal Road | Georgetown | SC | 29440 | Georgetown | 33.3318 | -79.3572 | SERC | SC | South Carolina Public Service Authority | Wadmacon Creek | 22 | RE | 1 | Electric Utility | N |  | N |  | N |  | Y | N | OP | South Carolina Public Service Authority | 17543 | SC | 230 |  |  | N | [5 empty] | X | X
3046 | Duke Energy Progress - (NC) | 6250 | Mayo | 10660 Boston Road | Roxboro | NC | 27573 | Person | 36.5278 | -78.8917 | SERC | CPLE | Progress Energy Carolinas - EAST | Mayo Lake (Mayo Creek) | 22 | RE | 1 | Electric Utility | N |  | N |  | N |  | Y | N | OP | Duke Energy Progress - (NC) | 3046 | NC | 500 |  |  | N | [5 empty] | X | X
21535 | STP Nuclear Operating Co | 6251 | South Texas Project | 8 mi. W. of Wadsworth on FM521 | Wadsworth | TX | 77483 | Matagorda | 28.795 | -96.0481 | TRE | ERCO | Electric Reliability Council of Texas, Inc. | Colorado River | 22 | NR | 2 | IPP Non-CHP | N |  | N |  | N |  |  | X |  | Austin Energy | 1015 | TX | 256 |  |  | N
20847 | Wisconsin Electric Power Co | 6253 | Germantown | N96 W192898 County Line Road | Germantown | WI | 53022 | Washington | 43.1952 | -88.1496 | RFC | MISO | Midcontinent Independent Transmission System Operator, Inc.. |  | 22 | RE | 1 | Electric Utility | N |  | N |  | N |  | N | X |  | American Transmission Co | 659 | WI | 138 |  |  | N |  | ANR PIPELINE COMPANY |  |  |  | N
9417 | Interstate Power and Light Co | 6254 | Ottumwa | 20775 Power Plant Road | Ottumwa | IA | 52501 | Wapello | 41.0961 | -92.5558 | MRO | MISO | Midcontinent Independent Transmission System Operator, Inc.. | Des Moines River | 22 | RE | 1 | Electric Utility | N |  | N |  | N |  | Y | N | OP | ITC Midwest LLC | 56161 |  | 161 |  |  | N | [5 empty] | X
7140 | Georgia Power Co | 6257 | Scherer | 10986 Highway 87 | Juliette | GA | 31046 | Monroe | 33.0606 | -83.8075 | SERC | SOCO | Southern Company Services, Inc. - Trans | Lake Juliette | 22 | RE | 1 | Electric Utility | N |  | N |  | N |  | Y | N | OP | Georgia Power Co | 7140 | GA | 500 |  |  | N | [5 empty] | N | X
7140 | Georgia Power Co | 6258 | Wilson | 7821 River Road | Waynesboro | GA | 30830 | Burke | 33.1377 | -81.7483 | SERC | SOCO | Southern Company Services, Inc. - Trans |  | 22 | RE | 1 | Electric Utility | N |  | N |  | N |  | N | X |  | Georgia Power Co | 7140 | GA | 230 |  |  | N | [5 empty] | N | X
733 | Appalachian Power Co | 6264 | Mountaineer | State Route 62 | New Haven | WV | 25265 | Mason | 38.9794 | -81.9344 | RFC | PJM | PJM Interconnection, LLC | Ohio River | 22 | RE | 1 | Electric Utility | N |  | N |  | N |  | Y | N | OP | Appalachian Power Co | 733 | WV | 765 |  |  | N | [5 empty] | N | X
14354 | PacifiCorp | 6265 | Swift 2 | Hwy 503, 2 Mi E of Cougar | Cougar | WA | 98616 | Cowlitz | 46.0594 | -122.2594 | WECC | PACW | PacifiCorp - West | Lewis River | 22 | RE | 1 | Electric Utility | N |  | N |  | N |  |  | X |  | PacifiCorp | 14354 | WA | 230 |  |  | N
5860 | Empire District Electric Co | 6280 | Ozark Beach | 3292 State Hwy Y | Forsyth | MO | 65653 | Taney | 36.659 | -93.1235 | SPP | SWPP | Southwest Power Pool | White River | 22 | RE | 1 | Electric Utility | N |  | N |  | N |  | N | X |  | Empire District Electric Co | 5860 | MO | 161 |  |  | N
10433 | Kodiak Electric Assn Inc | 6281 | Kodiak | 615 Sargent St. | Kodiak | AK | 99615 | Kodiak Island | 57.79 | -152.397 | ASCC |  |  | Municipality | 22 | RE | 1 | Electric Utility | N |  | N |  | N |  | N | X |  | Kodiak Electric Assn Inc | 10433 | AK | 67 |  |  | Y
10433 | Kodiak Electric Assn Inc | 6282 | Port Lions | 20 miles west of Kodiak | Port Lions | AK | 99660 | Kodiak Island | 57.8648 | -152.8554 | ASCC |  |  | Municipality | 22 | RE | 1 | Electric Utility | N |  | N |  | N |  | N | X |  | Kodiak Electric Assn Inc | 10433 | AK | 12.47 |  |  | Y
19558 | Homer Electric Assn Inc | 6283 | Seldovia | 270 Winifred Avenue | Seldovia | AK | 99663 | Kenai Peninsula | 59.4395 | -151.7134 | ASCC |  | Chugach Electric Assn Inc |  | 22 | RE | 1 | Electric Utility | N |  | N |  | N |  | N | X |  | Homer Electric Assn Inc | 19558 | AK | 12.4 |  |  | N | [5 empty] | X
7353 | Golden Valley Elec Assn Inc | 6285 | North Pole | 1150 H&H Lane | North Pole | AK | 99705 | Fairbanks North Star | 64.7356 | -147.3481 | ASCC |  |  | Municipality | 22 | RE | 1 | Electric Utility | N |  | N |  | N |  | N | X |  | Golden Valley Elec Assn Inc | 7353 | AK | 138 |  |  | N | [5 empty] | N | X
7353 | Golden Valley Elec Assn Inc | 6286 | Fairbanks | 758 Illinois Street | Fairbanks | AK | 99701 | Fairbanks North Star | 64.8542 | -147.7194 | ASCC |  |  |  | 22 | RE | 1 | Electric Utility | N |  | N |  | N |  | N | X |  | Golden Valley Elec Assn Inc | 7353 | AK | 69 |  |  | N | [5 empty] | X | X
7353 | Golden Valley Elec Assn Inc | 6288 | Healy | 2.5 Mile Healy Spur Road | Healy | AK | 99743 | Denali | 63.8542 | -148.95 | ASCC |  |  | Nenana River | 22 | RE | 1 | Electric Utility | N |  | N |  | N |  | Y | N | OP | Golden Valley Elec Assn Inc | 7353 | AK | 138 |  |  | N | [5 empty] | X | X
3522 | Chugach Electric Assn Inc | 6291 | Cooper Lake | Mile 12 Snug Harbor Road | Cooper Landing | AK | 99572 | Kenai Peninsula | 60.3923 | -149.6656 | ASCC |  | Chugach Electric Assn Inc | Cooper Lake | 22 | RE | 1 | Electric Utility | N |  | N |  | N |  | N | X |  | Chugach Electric Assn Inc | 3522 | AK | 69 |  |  | N | [5 empty] | N | X
19558 | Homer Electric Assn Inc | 6292 | Bernice Lake | 53318 Chevron Refinery Road | Nikiski | AK | 99635 | Kenai Peninsula | 60.6935 | -151.3874 | ASCC |  | Chugach Electric Assn Inc |  | 22 | RE | 1 | Electric Utility | N |  | N |  | N |  | N | X |  | Alaska Electric & Energy Coop | 49803 |  | 69 | 115 |  | N | ENSTAR NAT GAS |  |  |  |  | N
3522 | Chugach Electric Assn Inc | 6293 | International | 5601 Electron Dr. | Anchorage | AK | 99518 | Anchorage | 61.169 | -149.911 | ASCC |  | Chugach Electric Assn Inc |  | 22 | RE | 1 | Electric Utility | N |  | N |  | N |  | N | X |  | Chugach Electric Assn Inc | 3522 | AK | 138 |  |  | N |  | ALASKA PIPELINE COMPANY |  |  |  | N | X
40548 | Unalakleet Valley Elec Coop | 6299 | Unalakleet | 186 Main Street | Unalakleet | AK | 99684 | Nome | 63.8768 | -160.7904 | ASCC |  |  |  | 22 | RE | 1 | Electric Utility | N |  | N |  | N |  | N | X |  | Unalakleet Valley Elec Coop | 40548 | AK | 4 |  |  | N | [5 empty] | N
13201 | Naknek Electric Assn, Inc | 6301 | Naknek | 1 School Road | Naknek | AK | 99633 | Bristol Bay | 58.7304 | -157.0072 | ASCC |  |  |  | 22 | RE | 1 | Electric Utility | N |  | N |  | N |  | N | X |  | Naknek Electric Assn, Inc | 13201 | AK | 7.2 |  |  | N | [5 empty] | X | X
12385 | Metlakatla Power & Light | 6302 | Purple Lake | Hatchery Road | Metlakatla | AK | 99926 | Prince of Wales Ketchikan | 55.0913 | -131.545 | ASCC |  |  | Purple Lake | 22 | RE | 1 | Electric Utility | N |  | N |  | N |  |  | X |  | Metlakatla Power & Light | 12385 | AK | 12.47 |  |  | N
10451 | Kotzebue Electric Assn Inc | 6304 | Kotzebue | 245 4th Street | Kotzebue | AK | 99752 | Northwest Arctic | 66.8378 | -162.5569 | ASCC |  |  |  | 22 | RE | 1 | Electric Utility | N |  | N |  | N |  | N | X |  | Kotzebue Electric Assn Inc | 10451 | AK | 7.2 |  |  | N | [5 empty] | X | X
4329 | Copper Valley Elec Assn, Inc | 6305 | Glennallen | mile post 187 Glenn highway | Glennallen | AK | 99588 | Valdez Cordova | 62.1104 | -145.5325 | ASCC |  |  | Well | 22 | RE | 1 | Electric Utility | N |  | N |  | N |  | N | X |  | Copper Valley Elec Assn, Inc | 4329 | AK | 138 | 14.4 |  | N
4329 | Copper Valley Elec Assn, Inc | 6306 | Valdez | 527 West Egan | Valdez | AK | 99686 | Valdez Cordova | 61.1303 | -146.3647 | ASCC |  |  |  | 22 | RE | 1 | Electric Utility | N |  | N |  | N |  | N | X |  | Copper Valley Elec Assn, Inc | 4329 | AK | 138 | 14.4 |  | N
221 | Alaska Village Elec Coop, Inc | 6311 | Chevak | 14 Utility Drive | Chevak | AK | 99563 | Bethel | 61.5253 | -165.5902 | ASCC |  |  |  | 22 | RE | 1 | Electric Utility | N |  | N |  | N |  | N | X |  | Alaska Village Elec Coop, Inc | 221 | AK | 12.5 |  |  | N | [5 empty] | X | X
221 | Alaska Village Elec Coop, Inc | 6314 | Emmonak | 07 Utility Drive | Emmonak | AK | 99581 | Wade Hampton | 62.7777 | -164.5315 | ASCC |  |  |  | 22 | RE | 1 | Electric Utility | N |  | N |  | N |  | N | X |  | Alaska Village Elec Coop, Inc | 221 | AK | 12.5 |  |  | N | [5 empty] | X | X
221 | Alaska Village Elec Coop, Inc | 6319 | Hooper Bay | 08 Utility Drive | Hooper Bay | AK | 99604 | Bethel | 61.5309 | -166.1019 | ASCC |  |  |  | 22 | RE | 1 | Electric Utility | N |  | N |  | N |  | N | X |  | Alaska Village Elec Coop, Inc | 221 | AK | 12.5 |  |  | N | [5 empty] | X | X
221 | Alaska Village Elec Coop, Inc | 6323 | Kiana | 01 Utility Drive | Kiana | AK | 99749 | Northwest Arctic | 66.9739 | -160.4286 | ASCC |  |  |  | 22 | RE | 1 | Electric Utility | N |  | N |  | N |  | N | X |  | Alaska Village Elec Coop, Inc | 221 | AK | 12.5 |  |  | N | [5 empty] | X | X
221 | Alaska Village Elec Coop, Inc | 6329 | Mountain Village | 68 Utility Drive | Moutain Village | AK | 99632 | Bethel | 62.0856 | -163.7291 | ASCC |  |  |  | 22 | RE | 1 | Electric Utility | N |  | N |  | N |  | N | X |  | Alaska Village Elec Coop, Inc | 221 | AK | 12.5 |  |  | N | [5 empty] | X | X
221 | Alaska Village Elec Coop, Inc | 6330 | Noorvik | 02 Utility Drive | Noorvik | AK | 99763 | Northwest Arctic | 66.8345 | -161.0387 | ASCC |  |  |  | 22 | RE | 1 | Electric Utility | N |  | N |  | N |  | N | X |  | Alaska Village Elec Coop, Inc | 221 | AK | 12.5 |  |  | N | [5 empty] | X | X
221 | Alaska Village Elec Coop, Inc | 6333 | Nunapitchuk | 09 Utility Drive | Nunapitchuk | AK | 99641 | Bethel | 60.8959 | -162.4598 | ASCC |  |  |  | 22 | RE | 1 | Electric Utility | N |  | N |  | N |  | N | X |  | Alaska Village Elec Coop, Inc | 221 | AK | 12.5 |  |  | N | [5 empty] | X | X
221 | Alaska Village Elec Coop, Inc | 6338 | St Marys IC | 26 Utility Drive | St Marys | AK | 99658 | Bethel | 62.0515 | -163.1726 | ASCC |  |  |  | 22 | RE | 1 | Electric Utility | N |  | N |  | N |  | N | X |  | Alaska Village Elec Coop, Inc | 221 | AK | 12.5 |  |  | N | [5 empty] | X | X
221 | Alaska Village Elec Coop, Inc | 6341 | Selawik | 03 Utility Drive | Selawik | AK | 99770 | Northwest Arctic | 66.6068 | -160.0148 | ASCC |  |  |  | 22 | RE | 1 | Electric Utility | N |  | N |  | N |  | N | X |  | Alaska Village Elec Coop, Inc | 221 | AK | 12.5 |  |  | N | [5 empty] | X | X
221 | Alaska Village Elec Coop, Inc | 6345 | Shishmaref | 27 Utility Drive | Shishmaref | AK | 99772 | Nome | 66.2551 | -166.0736 | ASCC |  |  |  | 22 | RE | 1 | Electric Utility | N |  | N |  | N |  | N | X |  | Alaska Village Elec Coop, Inc | 221 | AK | 12.5 |  |  | N | [5 empty] | X | X
221 | Alaska Village Elec Coop, Inc | 6348 | Togiak | 10 Utility Drive | Togiak | AK | 99678 | Dillingham | 59.0597 | -160.3803 | ASCC |  |  |  | 22 | RE | 1 | Electric Utility | N |  | N |  | N |  | N | X |  | Alaska Village Elec Coop, Inc | 221 | AK | 12.5 |  |  | N | [5 empty] | X | X
8723 | City of Holland | 6356 | Sixth Street Gas Turbine | Sixth Street | Holland | MI | 49423 | Ottawa | 42.7926 | -86.1036 | RFC | MISO | Midcontinent Independent Transmission System Operator, Inc.. |  | 22 | RE | 1 | Electric Utility | N |  | N |  | N |  | N | X |  | City of Holland | 8723 | MI | 138 |  |  | N | [5 empty] | N | X
9130 | Hutchinson Utilities Comm | 6358 | Hutchinson Plant #2 | 1100 Industrial Blvd. | Hutchinson | MN | 55350 | McLeod | 44.8889 | -94.3493 | MRO | MISO | Midcontinent Independent Transmission System Operator, Inc.. | Municipality | 22 | RE | 1 | Electric Utility | N |  | N |  | N |  | N | X |  | Hutchinson Utilities Comm | 9130 | MN | 69 |  |  | N |  | HUTCHINSON UTILITIES COMMISSION |  |  |  | X | X
6169 | Fall River Rural Elec Coop Inc | 6359 | Felt | 1300 N. | Felt | ID | 83424 | Teton | 43.9135 | -111.2833 | WECC | PACE | PacifiCorp - East | Teton River | 22 | RE | 1 | Electric Utility | N |  | N |  | N |  |  | X |  | PacifiCorp | 14354 | ID | 25 |  |  | N
3828 | Cloverland Electric Co-op | 6369 | Detour | 836 Hwy M134 | Detour | MI | 49725 | Chippewa | 45.9836 | -83.9079 | RFC | MISO | Midcontinent Independent Transmission System Operator, Inc.. | Municipality | 22 | RE | 1 | Electric Utility | N |  | N |  | N |  | N | X |  | American Transmission Co | 659 | WI | 69 |  |  | N | [5 empty] | X | X
11018 | Lincoln Electric System | 6373 | Rokeby | 8000 SW 12 Street | Lincoln | NE | 68523 | Lancaster | 40.7316 | -96.7364 | MRO | SWPP | Southwest Power Pool | Well | 22 | RE | 1 | Electric Utility | N |  | N |  | N |  | N | X |  | Lincoln Electric System | 11018 | NE | 115 |  |  | Y | BLACK HILLS ENERGY |  |  |  |  | N | X
13683 | North Carolina El Member Corp | 6377 | Ocracoke | Odd Fellow Road | Ocracoke | NC | 27960 | Hyde | 35.1094 | -75.9797 | SERC | PJM | PJM Interconnection, LLC |  | 22 | RE | 1 | Electric Utility | N |  | N |  | N |  | N | X |  | Tideland Electric Member Corp | 19108 | NC | 12 |  |  | Y | [5 empty] | N
56401 | NAEA Energy Massachusetts LLC | 6378 | Dwight | 165 Front St | Chicopee | MA | 1020 | Hampden | 42.1495 | -72.6109 | NPCC | ISNE | ISO New England Inc. | Chicopee River | 22 | NR | 2 | IPP Non-CHP | N |  | N |  | N |  | N | X |  | Western Massachusetts Electric Company | 20455 | MA | 13.8 |  |  | N | [5 empty] | X
56401 | NAEA Energy Massachusetts LLC | 6379 | Indian Orchard | 34-40 Front St | Indian Orchard | MA | 1151 | Hampden | 42.161 | -72.5076 | NPCC | ISNE | ISO New England Inc. | Chicopee River | 22 | NR | 2 | IPP Non-CHP | N |  | N |  | N |  | N | X |  | Western Massachusetts Electric Company | 20455 | MA | 13.8 |  |  | N |  | TENNESSEE GAS PIPELINE COMPANY |  |  |  | X
58185 | FirstLight Power Resources, Inc. - MA | 6388 | Turners Falls | I Street | Montague | MA | 1376 | Franklin | 42.608 | -72.5615 | NPCC | ISNE | ISO New England Inc. | Connecticut River | 22 | NR | 2 | IPP Non-CHP | N |  | N |  | Y | 00-94-000 | N | X |  | Western Massachusetts Electric Company | 20455 | MA | 13.8 |  |  | N | [5 empty] | X | X
84 | A & N Electric Coop | 6390 | Tangier | 4463 Janders Rd | Tangier | VA | 23440 | Accomack | 37.8277 | -75.9915 | RFC | PJM | PJM Interconnection, LLC | Wells | 22 | RE | 1 | Electric Utility | N |  | N |  | N |  | N | X |  | A & N Electric Coop | 84 | VA | 12.47 |  |  | N
84 | A & N Electric Coop | 6391 | Smith Island | 20697 Caleb Jones Rd | Ewell | MD | 21824 | Somerset | 37.9955 | -76.0389 | RFC | PJM | PJM Interconnection, LLC | Wells | 22 | RE | 1 | Electric Utility | N |  | N |  | N |  | N | X |  | A & N Electric Coop | 84 | MD | 12.47 |  |  | N
11273 | Lower Valley Energy Inc | 6393 | Strawberry Creek | 5698 Strawberry Creek Rd | Bedford | WY | 83112 | Lincoln | 42.9051 | -110.8934 | WECC | BPAT | Bonneville Power Administration | Strawberry Creek | 22 | RE | 1 | Electric Utility | N |  | N |  | N |  | N | X |  | Lower Valley Energy Inc | 11273 | WY | 7.2 |  |  | N | [5 empty] | N | X
11273 | Lower Valley Energy Inc | 6394 | Swift Creek | 2nd and Monroe St | Afton | WY | 83110 | Lincoln | 42.7284 | -110.9166 | WECC | BPAT | Bonneville Power Administration | Swift Creek | 22 | RE | 1 | Electric Utility | N |  | N |  | N |  | N | X |  | Lower Valley Energy Inc | 11273 | WY | 7.2 |  |  | N | [5 empty] | N | X
2518 | U S Bureau of Reclamation | 6395 | Anderson Ranch | n/a | Mountain Home | ID | 83647 | Elmore | 43.3571 | -115.4515 | WECC | BPAT | Bonneville Power Administration | South Fork Boise River | 22 | RE | 1 | Electric Utility | N |  | N |  | N |  |  | X |  | Bonneville Power Administration | 1738 | ID | 115 |  |  | N
2518 | U S Bureau of Reclamation | 6396 | Black Canyon | n/a | Emmet | ID | 83617 | Gem | 43.9305 | -116.4372 | WECC | BPAT | Bonneville Power Administration | Payette River | 22 | RE | 1 | Electric Utility | N |  | N |  | N |  |  | X |  | Bonneville Power Administration | 1738 | ID | 66 |  |  | N
2518 | U S Bureau of Reclamation | 6397 | Boise R Diversion | n/a | Boise | ID | 83706 | Ada | 43.5377 | -116.0938 | WECC | IPCO | Idaho Power Company | Boise River | 22 | RE | 1 | Electric Utility | N |  | N |  | N |  |  | X |  | Idaho Power Co | 9191 | ID | 34.5 |  |  | N
2518 | U S Bureau of Reclamation | 6398 | Minidoka | n/a | Rupert | ID | 83350 | Minidoka | 42.6699 | -113.4832 | WECC | BPAT | Bonneville Power Administration | Snake River | 22 | RE | 1 | Electric Utility | N |  | N |  | N |  |  | X |  | Bonneville Power Administration | 1738 | ID | 138 |  |  | N
2518 | U S Bureau of Reclamation | 6400 | Canyon Ferry | n/a | Helena | MT | 59601 | Lewis and Clark | 46.649 | -111.7279 | WECC | WAUW | Western Area Power Administration UGP West | Missouri River | 22 | RE | 1 | Electric Utility | N |  | N |  | N |  |  | X |  | WAPA-- Western Area Power Administration | 27000 | MT | 115 |  |  | N
2518 | U S Bureau of Reclamation | 6402 | Elephant Butte | n/a | Truth or Consequences | NM | 87901 | Sierra | 33.1534 | -107.192 | WECC | WACM | Western Area Power Administration - Rocky Mountain Region | Rio Grande | 22 | RE | 1 | Electric Utility | N |  | N |  | N |  |  | X |  | WAPA-- Western Area Power Administration | 27000 | NM | 115 |  |  | N
2518 | U S Bureau of Reclamation | 6403 | Green Springs | n/a | Columbia Falls | OR | 97520 | Jackson | 42.1212 | -122.5479 | WECC | BPAT | Bonneville Power Administration | Trans-Mountain Diversion | 22 | RE | 1 | Electric Utility | N |  | N |  | N |  |  | X |  | Bonneville Power Administration | 1738 | OR | 69 |  |  | N
2518 | U S Bureau of Reclamation | 6404 | Deer Creek (UT) | n/a | Heber | UT | 84601 | Wasatch | 40.4044 | -111.5284 | WECC | WAUW | Western Area Power Administration UGP West | Deer Creek Reservoir | 22 | RE | 1 | Electric Utility | N |  | N |  | N |  |  | X |  | WAPA-- Western Area Power Administration | 27000 | UT | 43.8 |  |  | N
2518 | U S Bureau of Reclamation | 6405 | Flaming Gorge | n/a | Dutch John | UT | 84023 | Daggett | 40.9146 | -109.4217 | WECC | WAUW | Western Area Power Administration UGP West | Flaming Gorge Reservoir-Green | 22 | RE | 1 | Electric Utility | N |  | N |  | N |  |  | X |  | WAPA-- Western Area Power Administration | 27000 | UT | 138 |  |  | N
2518 | U S Bureau of Reclamation | 6406 | Chandler | n/a | Benton City | WA | 99320 | Benton | 46.2668 | -119.5898 | WECC | BPAT | Bonneville Power Administration | Yakima River | 22 | RE | 1 | Electric Utility | N |  | N |  | N |  |  | X |  | Bonneville Power Administration | 1738 | WA | 115 |  |  | N
2518 | U S Bureau of Reclamation | 6407 | Roza | n/a | Yakima | WA | 98901 | Yakima | 46.6184 | -120.4778 | WECC | BPAT | Bonneville Power Administration | Yakima River | 22 | RE | 1 | Electric Utility | N |  | N |  | N |  |  | X |  | Bonneville Power Administration | 1738 | WA | 115 |  |  | N
2518 | U S Bureau of Reclamation | 6408 | Heart Mountain | n/a | Cody | WY | 82414 | Park | 44.5138 | -109.1296 | WECC | WAUW | Western Area Power Administration UGP West | Shoshone River | 22 | RE | 1 | Electric Utility | N |  | N |  | N |  |  | X |  | WAPA-- Western Area Power Administration | 27000 | WY | 69 |  |  | N
2518 | U S Bureau of Reclamation | 6409 | Alcova | n/a | Alcova | WY | 82620 | Natrona | 42.5484 | -106.7175 | WECC | WAUW | Western Area Power Administration UGP West | North Platte River | 22 | RE | 1 | Electric Utility | N |  | N |  | N |  |  | X |  | WAPA-- Western Area Power Administration | 27000 | WY | 115 |  |  | N
9339 | International Bound & Wtr Comm | 6410 | Falcon Dam & Power | PO Bx 1, FM 2098 Reservoir Rd | Falcon Heights | TX | 78545 | Starr | 26.5575 | -99.1642 | TRE | ERCO | Electric Reliability Council of Texas, Inc. | Rio Grande | 22 | RE | 1 | Electric Utility | N |  | N |  | N |  | N | X |  | AEP Texas Central Company | 3278 | TX | 138 |  |  | N
19449 | USACE-Fort Worth District | 6413 | Sam Rayburn Dam | Route 3 Box 486 | Jasper | TX | 75951 | Jasper | 31.0609 | -94.1062 | TRE | MISO | Midcontinent Independent Transmission System Operator, Inc.. | Angelina River | 22 | RE | 1 | Electric Utility | N |  | N |  | N |  |  | X |  | Entergy Texas Inc. | 55937 | TX | 138 |  |  | N
19449 | USACE-Fort Worth District | 6414 | Whitney | 285 County Road 3602 | Clifton | TX | 76634 | Bosque | 31.8694 | -97.3667 | TRE | ERCO | Electric Reliability Council of Texas, Inc. | Brazos River | 22 | RE | 1 | Electric Utility | N |  | N |  | N |  |  | X |  | Brazos Electric Power Coop Inc | 2172 |  | 69 |  |  | N
27470 | USCE-Tulsa District | 6415 | Broken Bow Dam | PO Box 730 | Broken Bow | OK | 74728 | McCurtain | 34.1388 | -94.6845 | SPP | SWPP | Southwest Power Pool | Mountain Fork River | 22 | RE | 1 | Electric Utility | N |  | N |  | N |  | N | X |  | Western Farmers Elec Coop, Inc | 20447 |  | 138 |  |  | N
27470 | USCE-Tulsa District | 6416 | Denison | 351 Corps Rd | Denison | TX | 75020 | Grayson | 33.8181 | -96.5692 | TRE | ERCO | Electric Reliability Council of Texas, Inc. | Red River | 22 | RE | 1 | Electric Utility | N |  | N |  | N |  | N | X |  | Southwestern Power Administration | 17716 |  | 138 |  |  | N
19462 | USCE-Nashville District | 6417 | Center Hill | 270 Lancaster Road | Lancaster | TN | 38569 | DeKalb | 36.0972 | -85.8274 | SERC | TVA | Tennessee Valley Authority | Caney Fork River | 22 | RE | 1 | Electric Utility | N |  | N |  | N |  | N | X |  | Tennessee Valley Authority | 18642 | TN | 161 |  |  | N | [5 empty] | X | X
19462 | USCE-Nashville District | 6418 | Cheatham | 2250 Cheatham Dam Road | Ashland City | TN | 37036 | Dickson | 36.3208 | -87.2219 | SERC | TVA | Tennessee Valley Authority | Cumberland River | 22 | RE | 1 | Electric Utility | N |  | N |  | N |  | N | X |  | Tennessee Valley Authority | 18642 | TN | 161 |  |  | N | [5 empty] | X | X
27470 | USCE-Tulsa District | 6419 | Eufaula Dam | Route 2, Box 9500 | Porum | OK | 74455 | Haskell | 35.3069 | -95.3572 | SPP | SPA | Southwestern Power Administration | Canadian River | 22 | RE | 1 | Electric Utility | N |  | N |  | N |  | N | X |  | Southwestern Power Administration | 17716 |  | 161 |  |  | N
14354 | PacifiCorp | 6421 | Lemolo 2 | Nfd 34 Road | Toketee Falls | OR | 97447 | Douglas | 43.2806 | -122.4025 | WECC | PACW | PacifiCorp - West | North Umpqua River | 22 | RE | 1 | Electric Utility | N |  | N |  | N |  |  | X |  | PacifiCorp | 14354 | OR | 115 |  |  | N
13902 | NorthWestern Energy | 6422 | Madison Dam | 950 Ennis Lake Road | Ennis | MT | 59729 | Madison | 45.4879 | -111.6338 | WECC | NWMT | NorthWestern Energy (NWMT) | Madison River | 22 | RE | 1 | Electric Utility | N |  | N |  | Y | 99-185-000 | N | X |  | NorthWestern Energy LLC - (MT) | 12825 | MT | 100 |  |  | N
3413 | PUD No 1 of Chelan County | 6424 | Chelan | Chelan Hydro | Wenatchee | WA | 98801 | Chelan | 47.8347 | -120.0133 | WECC | CHPD | Public Utility District No. 1 of Chelan County | Chelan River | 22 | RE | 1 | Electric Utility | N |  | N |  | N |  | N | X |  | PUD No 1 of Chelan County | 3413 | WA | 115 |  |  | N | [5 empty] | X | X
16868 | City of Seattle - (WA) | 6430 | Cedar Falls (WA) | 20030 Cedar Falls Road S.E. | North Bend | WA | 98045 | King | 47.4193 | -121.7819 | WECC | SCL | Seattle City Light | Cedar River | 22 | RE | 1 | Electric Utility | N |  | N |  | N |  | N | X |  | City of Seattle - (WA) | 16868 | WA | 115 |  |  | N | [5 empty] | X | X
16868 | City of Seattle - (WA) | 6431 | Gorge | 500 Newhalem Street | Rockport | WA | 98283 | Whatcom | 48.6981 | -121.2086 | WECC | SCL | Seattle City Light | Skagit River | 22 | RE | 1 | Electric Utility | N |  | N |  | N |  | N | X |  | City of Seattle - (WA) | 16868 | WA | 230 |  |  | N | [5 empty] | X | X
16868 | City of Seattle - (WA) | 6432 | Diablo | 500 Newhalem Street | Rockport | WA | 98283 | Whatcom | 48.7139 | -121.1317 | WECC | SCL | Seattle City Light | Skagit River | 22 | RE | 1 | Electric Utility | N |  | N |  | N |  | N | X |  | City of Seattle - (WA) | 16868 | WA | 230 |  |  | N | [5 empty] | X | X
16868 | City of Seattle - (WA) | 6433 | Boundary | P.O. Box 219 | Metaline Falls | WA | 99153 | Pend Oreille | 48.9871 | -117.3478 | WECC | SCL | Seattle City Light | Pend Oreille River | 22 | RE | 1 | Electric Utility | N |  | N |  | N |  | N | X |  | Bonneville Power Administration | 1738 | WA | 230 |  |  | N | [5 empty] | X | X
5416 | Duke Energy Carolinas, LLC | 6438 | Queens Creek | 27656 Wayah Road | Topton | NC | 28781 | Macon | 35.2713 | -83.676 | SERC | DUK | Duke Energy Carolinas | Queens Creek | 22 | RE | 1 | Electric Utility | N |  | N |  | N |  | N | X |  | Duke Energy Carolinas, LLC | 5416 | NC | 161 |  |  | N | [5 empty] | X | X
18642 | Tennessee Valley Authority | 6440 | Wilson Dam | TVA Reservation Road | Muscle Shoals | AL | 35662 | Lauderdale | 34.7978 | -87.6254 | SERC | TVA | Tennessee Valley Authority | Tennessee River | 22 | RE | 1 | Electric Utility | N |  | N |  | N |  |  | X |  | Tennessee Valley Authority | 18642 | AL | 161 |  |  | N
14534 | City of Pasadena - (CA) | 6449 | Azusa | 1850 N San Gabriel Canyon Rd | Azusa | CA | 91702 | Los Angeles | 34.1548 | -117.9093 | WECC | CISO | California Independent System Operator | San Gabriel River | 22 | RE | 1 | Electric Utility | N |  | N |  | N |  |  | X |  | Southern California Edison Co | 17609 | CA | 12 |  |  | N
7601 | Green Mountain Power Corp | 6450 | Proctor | 61 Main Street | Proctor | VT | 5765 | Rutland | 43.6628 | -73.034 | NPCC | ISNE | ISO New England Inc. | Otter Creek | 22 | RE | 1 | Electric Utility | N |  | N |  | N |  |  | X |  | Green Mountain Power Corp | 7601 | VT | 46 |  |  | N
7601 | Green Mountain Power Corp | 6451 | Beldens | 402 Belden Road | New Haven | VT | 5472 | Addison | 44.0525 | -73.1762 | NPCC | ISNE | ISO New England Inc. | Otter Creek | 22 | RE | 1 | Electric Utility | N |  | N |  | N |  |  | X |  | Green Mountain Power Corp | 7601 | VT | 46 |  |  | N
7601 | Green Mountain Power Corp | 6456 | Carver Falls | 1491 Carvers Falls Lane | Hampton | NY | 12887 | Washington | 43.6262 | -73.3073 | NPCC | ISNE | ISO New England Inc. | Poultney River | 22 | RE | 1 | Electric Utility | N |  | N |  | N |  |  | X |  | Green Mountain Power Corp | 7601 | VT | 46 |  |  | N
14354 | PacifiCorp | 6459 | Big Fork | Hwy 35 & Hwy 209 | Big Fork | MT | 59911 | Flathead | 48.0592 | -114.0708 | WECC | PACE | PacifiCorp - East | Swan River | 22 | RE | 1 | Electric Utility | N |  | N |  | N |  |  | X |  | PacifiCorp | 14354 | OR | 13.8 |  |  | N
11241 | Entergy Louisiana LLC | 6462 | River Bend | 5485 U.S. Highway 61 | St. Francisville | LA | 70775 | West Feliciana | 30.757 | -91.3327 | SERC | MISO | Midcontinent Independent Transmission System Operator, Inc.. | Mississippi River | 22 | RE | 1 | Electric Utility | N |  | N |  | N |  | N | X |  | Entergy Louisiana LLC | 11241 | LA | 230 |  |  | N
554 | City of Ames - (IA) | 6463 | Ames GT | 2300 Pullman St | Ames | IA | 50010 | Story | 42.0272 | -93.5828 | MRO | MISO | Midcontinent Independent Transmission System Operator, Inc.. | Municipality | 22 | RE | 1 | Electric Utility | N |  | N |  | N |  | N | X |  | City of Ames - (IA) | 554 | IA | 69 |  |  | N | [5 empty] | X | X
1307 | Basin Electric Power Coop | 6469 | Antelope Valley | Hwy 200 | Beulah | ND | 58523 | Mercer | 47.3705 | -101.8357 | MRO | SWPP | Southwest Power Pool | Lake Sakakawea | 22 | RE | 1 | Electric Utility | N |  | N |  | N |  | Y | Y | OP | Basin Electric Power Coop | 1307 | ND | 345 |  |  | N |  | DAKOTA GASIFICATION CO |  |  |  | N | X
10071 | Kauai Island Utility Cooperative | 6474 | Port Allen (HI) | 261 Akaula St | Eleele | HI | 96705 | Kauai | 21.8996 | -159.585 | HICC |  |  | Pacific Ocean | 22 | RE | 1 | Electric Utility | N |  | N |  | N |  | N | X |  | Kauai Island Utility Cooperative | 10071 | HI | 57 |  |  | N
7601 | Green Mountain Power Corp | 6475 | Gorge 18 | 30 Berard Drive | South Burlington | VT | 5403 | Chittenden | 44.49 | -73.1693 | NPCC | ISNE | ISO New England Inc. | Winooski River | 22 | RE | 1 | Electric Utility | N |  | N |  | N |  |  | X |  | Green Mountain Power Corp | 7601 | VT | 34.5 |  |  | N
8287 | Hawaii Electric Light Co Inc | 6478 | Shipman | 20 Banyan Drive | Hilo | HI | 96720 | Hawaii | 19.7239 | -155.069 | HICC |  |  | Pacific Ocean | 22 | RE | 1 | Electric Utility | N |  | N |  | N |  | N | X |  | Hawaii Electric Light Co Inc | 8287 | HI | 13.8 |  |  | N | [5 empty] | N | N
11208 | Los Angeles Department of Water & Power | 6479 | San Francisquito 1 | 37000 Clearcreek Rd. | Saugus | CA | 91390 | Los Angeles | 34.5902 | -118.4547 | WECC | LDWP | Los Angeles Department of Water and Power | Los Angeles Aqueduct | 22 | RE | 1 | Electric Utility | N |  | N |  | N |  | N | X |  | Los Angeles Department of Water & Power | 11208 | CA | 115 |  |  | N | [5 empty] | X | X
11208 | Los Angeles Department of Water & Power | 6480 | San Francisquito 2 | 32400 San Francisquito Cyn Rd. | Saugus | CA | 91390 | Los Angeles | 34.5343 | -118.5251 | WECC | LDWP | Los Angeles Department of Water and Power | Los Angeles Aqueduct | 22 | RE | 1 | Electric Utility | N |  | N |  | N |  | N | X |  | Los Angeles Department of Water & Power | 11208 | CA | 115 |  |  | N | [5 empty] | X | X
11208 | Los Angeles Department of Water & Power | 6481 | Intermountain Power Project | 850 Brush Wellman Rd. | Delta | UT | 84624 | Millard | 39.5097 | -112.5802 | WECC | LDWP | Los Angeles Department of Water and Power | DMAD Reservoir | 22 | RE | 1 | Electric Utility | N |  | N |  | N |  | Y | Y | OP | Intermountain Power Agency | 40576 |  | 345 |  |  | N | [5 empty] | N | N
14354 | PacifiCorp | 6482 | Cline Falls | Hwy 126 & Cline Falls Hwy | Redmond | OR | 97756 | Deschutes | 44.2778 | -121.2564 | WECC | PACW | PacifiCorp - West | Deschutes River | 22 | RE | 1 | Electric Utility | N |  | N |  | N |  |  | X |  | PacifiCorp | 14354 | OR | 12.47 |  |  | N
50048 | TransCanada Hydro Northeast Inc., | 6483 | Mcindoes | 66 Monroe Road | McIndoes Falls | VT | 5050 | Caledonia | 44.2603 | -72.0592 | NPCC | ISNE | ISO New England Inc. | Connecticut River | 22 | NR | 2 | IPP Non-CHP | N |  | N |  | Y | 98-91-000 | N | X |  | Green Mountain Power Corp | 7601 | VT | 34 |  |  | N | [5 empty] | X | X
14354 | PacifiCorp | 6484 | Bend | NW Bond St & NW Wall St | Bend | OR | 97701 | Deschutes | 44.0623 | -121.3133 | WECC | PACW | PacifiCorp - West | Deschutes River | 22 | RE | 1 | Electric Utility | N |  | N |  | N |  |  | X |  | PacifiCorp | 14354 | OR | 4.16 |  |  | N
13511 | New York State Elec & Gas Corp | 6486 | Mill C | 609 Kents Falls Rd | Town of Plattsburgh | NY | 12901 | Clinton | 44.6967 | -73.6122 | NPCC | NYIS | New York Independent System Operator | Saranac River | 22 | RE | 1 | Electric Utility | N |  | N |  | N |  | N | X |  | New York State Elec & Gas Corp | 13511 | NY | 6.72 |  |  | N | [5 empty] | X | X
11843 | Maui Electric Co Ltd | 6504 | Maalaea | 1000 N Kihei Road | Kihei | HI | 96753 | Maui | 20.8012 | -156.493 | HICC |  |  | na | 22 | RE | 1 | Electric Utility | N |  | N |  | N |  | N | X |  | Maui Electric Co Ltd | 11843 | HI | 69 |  |  | N | [5 empty] | N | X
15248 | Portland General Electric Co | 6505 | Oak Grove | 55580 E Hwy 224 | Estacada | OR | 97023 | Clackamas | 45.122 | -122.0699 | WECC | PGE | Portland General Electric Company | Oak Grove Fork Of Clackamas Ri | 22 | RE | 1 | Electric Utility | N |  | N |  | N |  | N | X |  | Portland General Electric Co | 15248 | OR | 115 |  |  | N | [5 empty] | X
1956 | City of Bonners Ferry | 6506 | Moyie Springs | Old Highway 2 | Moyie Springs | ID | 83845 | Boundary | 48.7339 | -116.1752 | WECC | BPAT | Bonneville Power Administration | Moyie River | 22 | RE | 1 | Electric Utility | N |  | N |  | N |  | N | X |  | City of Bonners Ferry | 1956 | ID | 13.8 |  |  | N
56621 | Yakama Power | 6507 | Drop 2 (WA) | 4981 West Wapato Rd | Wapato | WA | 98951 | Yakima | 46.4492 | -120.5342 | WECC | BPAT | Bonneville Power Administration | Irrigation Canal | 22 | RE | 1 | Electric Utility | N |  | N |  | N |  |  | X |  | Bonneville Power Administration | 1738 | WA | 34.5 |  |  | N
56621 | Yakama Power | 6508 | Drop 3 (WA) | 7761 Progressive Rd | Wapato | WA | 98951 | Yakima | 46.4231 | -120.56 | WECC | BPAT | Bonneville Power Administration | Irrigation Canal | 22 | RE | 1 | Electric Utility | N |  | N |  | N |  |  | X |  | Bonneville Power Administration | 1738 | WA | 34.5 |  |  | N
17166 | Sierra Pacific Power Co | 6509 | Battle Mountain | West Front St. | Battle Mtn. | NV | 89820 | Lander | 40.6253 | -116.9131 | WECC | NEVP | Nevada Power Company |  | 22 | RE | 1 | Electric Utility | N |  | N |  | N |  |  | X |  | Sierra Pacific Power Co | 17166 | NV | 60
17166 | Sierra Pacific Power Co | 6510 | Brunswick | US Hwy 50 East | Carson City | NV | 89701 | Carson City | 39.1522 | -119.7478 | WECC | NEVP | Nevada Power Company |  | 22 | RE | 1 | Electric Utility | N |  | N |  | N |  |  | X |  | Sierra Pacific Power Co | 17166 | NV | 60 |  |  | N | [5 empty] | X
17166 | Sierra Pacific Power Co | 6511 | Fallon | n\a | NV | NV | 89406 | Churchill | 39.4722 | -118.7911 | WECC |  |  |  | 22 | RE | 1 | Electric Utility | N |  | N |  | N |  |  | X |  |  |  |  | 60
17166 | Sierra Pacific Power Co | 6512 | Farad | Hwy 80 | Floriston | CA | 96111 | Nevada | 39.3943 | -120.0217 | WECC | NEVP | Nevada Power Company | Truckee River | 22 | RE | 1 | Electric Utility | N |  | N |  | N |  |  | X |  | Sierra Pacific Power Co | 17166 | NV | 25
56369 | Truckee Meadows Water Authority | 6513 | Fleish | Hwy 80 | Fleish | NV | 89439 | Washoe | 39.2851 | -119.5933 | WECC | NEVP | Nevada Power Company | Truckee River | 22 | NR | 2 | IPP Non-CHP | N |  | N |  | N |  | N | X |  | Sierra Pacific Power Co | 17166 | NV | 25 |  |  | N | [5 empty] | X | X
17166 | Sierra Pacific Power Co | 6514 | Gabbs | Hwy 361 Premier Basic Mine | Gabbs | NV | 89409 | Nye | 38.7714 | -117.6869 | WECC | NEVP | Nevada Power Company |  | 22 | RE | 1 | Electric Utility | N |  | N |  | N |  |  | X |  | Sierra Pacific Power Co | 17166 | NV | 55
19728 | UNS Electric, Inc | 6515 | Valencia | 1741N. Grand Ave | Nogales | AZ | 85621 | Santa Cruz | 31.3635 | -110.9313 | WECC | TEPC | Tucson Electric Power Company | Wells | 22 | RE | 1 | Electric Utility | N |  | N |  | N |  | N | X |  | UNS Electric, Inc | 19728 | AZ | 138 |  |  | N | UNS GAS INC |  |  |  |  | N | N
56146 | Black Hills/Colorado Elec.Util | 6516 | Rocky Ford | 300 14th St South | Rocky Ford | CO | 81067 | Otero | 38.0492 | -103.7136 | WECC | PSCO | Public Service Company of Colorado | Wells | 22 | RE | 1 | Electric Utility | N |  | N |  | N |  | N | X |  | Black Hills/Colorado Elec.Util | 56146 | CO | 69 |  |  | N | [5 empty] | X | X
5416 | Duke Energy Carolinas, LLC | 6517 | Keowee | 7800 Rochester Hwy | Seneca | SC | 29672 | Pickens | 34.7981 | -82.8872 | SERC | DUK | Duke Energy Carolinas | Keowee River | 22 | RE | 1 | Electric Utility | N |  | N |  | N |  | N | X |  | Duke Energy Carolinas, LLC | 5416 | SC | 230 |  |  | N | [5 empty] | X | X
57222 | Liberty Utilities (CalPeco Electric) LLC | 6518 | Kings Beach | N. End of Deer St. | Kings Beach | CA | 96143 | Placer | 39.2458 | -120.0272 | WECC | NEVP | Nevada Power Company |  | 22 | RE | 1 | Electric Utility | N |  | N |  | N |  | N | X |  | Liberty Utilities | 57483 | CA | 14.4 |  |  | N | [5 empty] | N | N
7601 | Green Mountain Power Corp | 6519 | Vergennes 9 | 4 Green Mountain Drive | Vergennes | VT | 5491 | Addison | 44.1664 | -73.2575 | NPCC | ISNE | ISO New England Inc. | Otter Creek | 22 | RE | 1 | Electric Utility | N |  | N |  | N |  |  | X |  | Green Mountain Power Corp | 7601 | VT | 34.5 |  |  | N
7601 | Green Mountain Power Corp | 6520 | Waterbury 22 | 2246 Little River Road | Waterbury | VT | 5676 | Washington | 44.3813 | -72.7677 | NPCC | ISNE | ISO New England Inc. | Waterbury Reservoir | 22 | RE | 1 | Electric Utility | N |  | N |  | N |  |  | X |  | Green Mountain Power Corp | 7601 | VT | 34.5 |  |  | N
40444 | Truckee-Carson Irrigation District | 6521 | Lahontan | Lahontan Dam | Fallon | NV | 89406 | Churchill | 39.4625 | -119.0667 | WECC | NEVP | Nevada Power Company | Lahontan Reservoir | 22 | NR | 2 | IPP Non-CHP | N |  | N |  | N |  | N | X |  | Sierra Pacific Power Co | 17166 | NV | 60 |  |  | N
9726 | Jersey Central Power & Lt Co | 6522 | Yards Creek | Mount Vernon Road | Blairstown | NJ | 7825 | Warren | 41.0006 | -75.0314 | RFC | PJM | PJM Interconnection, LLC | Creek Reservoirs | 22 | RE | 1 | Electric Utility | N |  | N |  | N |  | N | X |  | Jersey Central Power & Lt Co | 9726 | NJ | 230 |  |  | Y | [5 empty] | X | X
17166 | Sierra Pacific Power Co | 6524 | Portola | Gulling & 4th Ave. | Portola | CA | 96122 | Plumas | 39.8169 | -120.4633 | WECC | NEVP | Nevada Power Company |  | 22 | RE | 1 | Electric Utility | N |  | N |  | N |  |  | X |  | Sierra Pacific Power Co | 17166 | NV | 0
13511 | New York State Elec & Gas Corp | 6526 | Rainbow Falls Auscble | 47 Mace Chasm Rd | Town of Auscble | NY | 12911 | Clinton | 44.5236 | -73.4617 | NPCC | NYIS | New York Independent System Operator | Ausable River | 22 | RE | 1 | Electric Utility | N |  | N |  | N |  | N | X |  | New York State Elec & Gas Corp | 13511 | NY | 2.3 |  |  | N | [5 empty] | X | X
5914 | Erie Boulevard Hydropower LP | 6527 | E J West | 00 Conklingville Roud, CR 10 | Lake Luzerne | NY | 12846 | Saratoga | 43.3189 | -73.9208 | NPCC | NYIS | New York Independent System Operator | Sacandaga River | 22 | NR | 2 | IPP Non-CHP | N |  | N |  | Y | 99-156-000 | N | X |  | Niagara Mohawk Power Corp. | 13573 | NY | 115 |  |  | N | [5 empty] | N | N
50048 | TransCanada Hydro Northeast Inc., | 6529 | Searsburg | Route 9 | Searsburg | VT | 5363 | Bennington | 42.8708 | -72.9273 | NPCC | ISNE | ISO New England Inc. | Deerfield River | 22 | NR | 2 | IPP Non-CHP | N |  | N |  | Y | 98-91-000 | N | X |  | Green Mountain Power Corp | 7601 | VT | 69 |  |  | N | [5 empty] | X | X
17166 | Sierra Pacific Power Co | 6530 | Valley Road | Southwest Gas Lane | Reno | NV | 89512 | Washoe | 39.5472 | -119.795 | WECC | NEVP | Nevada Power Company |  | 22 | RE | 1 | Electric Utility | N |  | N |  | N |  |  | X |  | Sierra Pacific Power Co | 17166 | NV | 25
56369 | Truckee Meadows Water Authority | 6531 | Verdi | Hwy 80 | Verdi | NV | 89439 | Washoe | 39.3125 | -119.585 | WECC | NEVP | Nevada Power Company | Truckee River | 22 | NR | 2 | IPP Non-CHP | N |  | N |  | N |  | N | X |  | Sierra Pacific Power Co | 17166 | NV | 25 |  |  | N | [5 empty] | X | X
56369 | Truckee Meadows Water Authority | 6532 | Washoe | Hwy 80 | Verdi | NV | 89439 | Washoe | 39.3022 | -119.5604 | WECC | NEVP | Nevada Power Company | Truckee River | 22 | NR | 2 | IPP Non-CHP | N |  | N |  | N |  | N | X |  | Sierra Pacific Power Co | 17166 | NV | 25 |  |  | N | [5 empty] | X | X
17166 | Sierra Pacific Power Co | 6533 | Winnemucca | Airport Rd. | Winnemucca | NV | 89445 | Humboldt | 40.9581 | -117.7375 | WECC | NEVP | Nevada Power Company |  | 22 | RE | 1 | Electric Utility | N |  | N |  | N |  |  | X |  | Sierra Pacific Power Co | 17166 | NV | 60
13137 | City of Murray - (UT) | 6537 | Little Cottonwood | 9000 South Danish Rd | Sandy | UT | 84070 | Salt Lake | 40.585 | -111.8006 | WECC | PACE | PacifiCorp - East | Little Cottonwood Creek | 22 | RE | 1 | Electric Utility | N |  | N |  | N |  | N | X |  | City of Murray - (UT) | 13137 | UT | 138 |  |  | N | [5 empty] | X | X
59927 | PE Hydro Generation, LLC | 6543 | Dam No. 4 Hydro Station | -- | Shepherdstown | WV | 25400 | Jefferson | 39.4931 | -77.8269 | RFC | PJM | PJM Interconnection, LLC | Potomac River | 22 | NR | 2 | IPP Non-CHP | N |  | N |  | Y | EG14-4 | N | X |  | West Penn Power Company | 20387 | PA | 34.5 |  |  | N
59927 | PE Hydro Generation, LLC | 6544 | Dam No. 5 Hydro Station | -- | Hedgesville | WV | 25400 | Berkeley | 39.605 | -77.9231 | RFC | PJM | PJM Interconnection, LLC | Potomac River | 22 | NR | 2 | IPP Non-CHP | N |  | N |  | Y | EG14-4 | N | X |  | West Penn Power Company | 20387 | PA | 34.5 |  |  | N
59927 | PE Hydro Generation, LLC | 6546 | Millville Hydro Station | -- | Millville | WV | 25400 | Jefferson | 39.2731 | -77.7844 | RFC | PJM | PJM Interconnection, LLC | Shenandoah River | 22 | NR | 2 | IPP Non-CHP | N |  | N |  | Y | EG14-4 | N | X |  | West Penn Power Company | 20387 | PA | 34.5 |  |  | N | [5 empty] | X | X
19400 | USACE Northwestern Division | 6552 | Foster | P.O. BOX 429 | Lowell | OR | 97452 | Linn | 44.4146 | -122.6712 | WECC | BPAT | Bonneville Power Administration | South Santiam River | 22 | RE | 1 | Electric Utility | N |  | N |  | N |  | N | X |  | Bonneville Power Administration | 1738 | OR | 115 |  |  | N | [5 empty] | X | X
14354 | PacifiCorp | 6553 | Little Mountain | 765 North 10500 West | Ogden | UT | 84404 | Weber | 41.2506 | -112.2494 | WECC | PACE | PacifiCorp - East | Wells On Property | 22 | RE | 1 | Electric Utility | N |  | N |  | N |  |  | X |  | PacifiCorp | 14354 | OR | 46 |  |  | N
20214 | Waverly Municipal Elec Utility | 6554 | Waverly Municipal Electric North Plant | 1002 Adams Parkway | Waverly | IA | 50677 | Bremer | 42.7317 | -92.4711 | MRO | MISO | Midcontinent Independent Transmission System Operator, Inc.. | Wells | 22 | RE | 1 | Electric Utility | N |  | N |  | N |  |  | X |  | Waverly Municipal Elec Utility | 20214 | IA | 12.5 |  |  | N |  | MIDAMERICAN ENERGY COMPANY |  |  |  | N
12119 | McGrath Light & Power Co | 6555 | McGrath | 10 Mcguire Dr. | McGrath | AK | 99627 | Yukon Koyukuk | 62.957 | -155.595 | ASCC |  |  | Glycol Closed System | 22 | RE | 1 | Electric Utility | N |  | N |  | N |  | N | X |  | McGrath Light & Power Co | 12119 | AK | 2.4 |  |  | N
298 | City of Alexandria - (LA) | 6558 | D G Hunter | 1011 North Third Street | Alexandria | LA | 71301 | Rapides | 31.3207 | -92.4613 | SPP | MISO | Midcontinent Independent Transmission System Operator, Inc.. | Wells | 22 | RE | 1 | Electric Utility | N |  | N |  | N |  | N | X |  | City of Alexandria - (LA) | 298 | LA | 138 |  |  | N | Other - See pipeline notes. | Other - Please explain in pipeline notes below. | Other - Please explain in pipeline notes below. |  | Enlink Midstream, Crosstex Energy Services | N | N
599 | Anchorage Municipal Light and Power | 6559 | George M Sullivan Generation Plant 2 | 8700 Starview Drive | Anchorage | AK | 99504 | Anchorage | 61.2297 | -149.7167 | ASCC |  |  | Municipality | 22 | RE | 1 | Electric Utility | N |  | N |  | N |  | N | X |  | Anchorage Municipal Light and Power | 599 | AK | 115 |  |  | N | ENSTAR NAT GAS |  |  |  |  | N
733 | Appalachian Power Co | 6560 | London | State Route 61 | Handley | WV | 25126 | Kanawha | 38.1944 | -81.3706 | RFC | PJM | PJM Interconnection, LLC | Kanawha River | 22 | RE | 1 | Electric Utility | N |  | N |  | N |  |  | X |  | Appalachian Power Co | 733 | WV | 46 |  |  | N
733 | Appalachian Power Co | 6561 | Marmet | 86th Street | Marmet | WV | 25315 | Kanawha | 38.2526 | -81.5695 | RFC | PJM | PJM Interconnection, LLC | Kanawha River | 22 | RE | 1 | Electric Utility | N |  | N |  | N |  |  | X |  | Appalachian Power Co | 733 | WV | 46 |  |  | N
733 | Appalachian Power Co | 6562 | Winfield | U.S. Route 35 | Winfield | WV | 25213 | Putnam | 38.5274 | -81.9139 | RFC | PJM | PJM Interconnection, LLC | Kanawha River | 22 | RE | 1 | Electric Utility | N |  | N |  | N |  |  | X |  | Appalachian Power Co | 733 | WV | 69 |  |  | N
924 | Associated Electric Coop, Inc | 6563 | Unionville | 18895 State Hwy 5 | Unionville | MO | 63565 | Putnam | 40.4593 | -93.0218 | SERC | AECI | Associated Electric Cooperative, Inc. |  | 22 | RE | 1 | Electric Utility | N |  | N |  | N |  | N | X |  | Associated Electric Coop, Inc | 924 |  | 69 |  |  | N | [5 empty] | N | X
1615 | Town of Berlin - (MD) | 6565 | Berlin | 309 William Street | Berlin | MD | 21811 | Worcester | 38.3278 | -75.2172 | RFC | PJM | PJM Interconnection, LLC | Municipality | 22 | RE | 1 | Electric Utility | N |  | N |  | N |  | N | X |  | Town of Berlin - (MD) | 1615 | MD | 25 | 14.4 |  | N | [5 empty] | X | X
221 | Alaska Village Elec Coop, Inc | 6566 | Bethel | 1340 Kwethluk Lane | Bethel | AK | 99559 | Bethel | 60.7897 | -161.7878 | ASCC |  |  | Cooling | 22 | RE | 1 | Electric Utility | N |  | N |  | N |  | N | X |  | Alaska Village Elec Coop, Inc | 221 | AK | 2.4 |  |  | N | [5 empty] | X | X
1857 | Block Island Power Co | 6567 | Block Island | 100 Ocean Ave | Block Island | RI | 2807 | Washington | 41.1756 | -71.5711 | NPCC | NA | No BA |  | 22 | RE | 1 | Electric Utility | N |  | N |  | N |  | Y | N | OS | Block Island Power Co | 1857 | RI | 2.4 |  |  | N | [5 empty] | N | N
9776 | City of Johnson - (KS) | 6579 | Johnson | 402 S. Main | Johnson | KS | 67855 | Stanton | 37.5669 | -101.7511 | SPP | SWPP | Southwest Power Pool | Wells | 22 | RE | 1 | Electric Utility | N |  | N |  | N |  | N | X |  | Pioneer Electric Coop, Inc - (KS) | 15073 | KS | 13.8 |  |  | N | ATMOS ENERGY CORPORATION |  |  |  |  | N | N
10210 | Ketchikan Public Utilities | 6580 | Beaver Falls | 13110 S. Tongass Ave. | Ketchikan | AK | 99901 | Ketchikan Gateway | 55.3798 | -131.4703 | ASCC |  |  | Lower Silvis Lake | 22 | RE | 1 | Electric Utility | N |  | N |  | N |  |  | X |  | Ketchikan Public Utilities | 10210 | AK | 34.5 |  |  | N
10210 | Ketchikan Public Utilities | 6581 | Silvis | (unnamed mtn road, remote) | Ketchikan | AK | 99901 | Ketchikan Gateway | 55.3814 | -131.5178 | ASCC |  |  | Upper Silvis Lake | 22 | RE | 1 | Electric Utility | N |  | N |  | N |  |  | X |  | Ketchikan Public Utilities | 10210 | AK | 34.5 |  |  | N
50079 | Utility Board of Key West City | 6582 | Cudjoe | Blimp Rd MM 21.5 | Cudjoe Key | FL | 33041 | Monroe | 24.5792 | -81.685 | FRCC |  |  |  | 22 | RE | 1 | Electric Utility | N |  | N |  | N |  | N | X
50079 | Utility Board of Key West City | 6584 | Stock Island | 6900 Front Street Extension | Stock Island | FL | 33041 | Monroe | 24.5633 | -81.7342 | FRCC | FPL | Florida Power & Light Company |  | 22 | RE | 1 | Electric Utility | N |  | N |  | N |  | N | X |  | Florida Power & Light Co | 6452 | FL | 138 |  |  | N | [5 empty] | X | X
11624 | City of Marblehead - (MA) | 6585 | Commercial Street | 80 Commercial Street | Marblehead | MA | 1945 | Essex | 42.4958 | -70.8547 | NPCC | ISNE | ISO New England Inc. | Municipality | 22 | RE | 1 | Electric Utility | N |  | N |  | N |  | N | X |  | City of Marblehead | 11624 | MA | 4.16 |  |  | N | [5 empty] | N | N
11624 | City of Marblehead - (MA) | 6586 | Wilkins Station | WoodFin Terrace | Marblehead | MA | 1945 | Essex | 42.5131 | -70.8583 | NPCC | ISNE | ISO New England Inc. | Municipality | 22 | RE | 1 | Electric Utility | N |  | N |  | N |  |  | X |  | City of Marblehead - (MA) | 11624 | MA | 4.16 |  |  | N | [5 empty] | X | X
55937 | Entergy Texas Inc. | 6595 | Toledo Bend | Route 1, Box 310 (Hwy.692) | Burkville | TX | 75932 | Newton | 31.1735 | -93.5659 | SERC | MISO | Midcontinent Independent Transmission System Operator, Inc.. | Toledo Bend Reservoir | 22 | RE | 1 | Electric Utility | N |  | N |  | N |  |  | X |  | Entergy Texas Inc. | 55937 | TX | 138 |  |  | N
16534 | Sacramento Municipal Util Dist | 6612 | Union Valley | Pevine Ridge Rd | Fresh Pond | CA | 95725 | El Dorado | 38.8643 | -120.4443 | WECC | BANC | Balancing Authority of Northern California | Silver Creek | 22 | RE | 1 | Electric Utility | N |  | N |  | N |  | N | X |  | Sacramento Municipal Util Dist | 16534 | CA | 230 |  |  | N
18371 | Village of Swanton - (VT) | 6618 | Highgate Falls | Baker Rd | Highgate | VT | 5488 | Franklin | 44.9336 | -73.0511 | NPCC | ISNE | ISO New England Inc. | Missisquoi River | 22 | RE | 1 | Electric Utility | N |  | N |  | N |  | N | X |  | Village of Swanton - (VT) | 18371 | VT | 12 |  |  | N
30151 | Tri-State G & T Assn, Inc | 6619 | Burlington (CO) | 21889 County Road 50 | Burlington | CO | 80807 | Kit Carson | 39.3561 | -102.2431 | WECC | WACM | Western Area Power Administration - Rocky Mountain Region | Wells | 22 | RE | 1 | Electric Utility | N |  | N |  | N |  | N | X |  | Public Service Co of Colorado | 15466 | CO | 115 |  |  | N | [5 empty] | X
19635 | USCE-Missouri River District | 6623 | Fort Peck | Lower Yellowstone Rd | Fort Peck | MT | 59223 | McCone | 48.0122 | -106.4123 | WECC | WAUW | Western Area Power Administration UGP West | Missouri River | 22 | RE | 1 | Electric Utility | N |  | N |  | N |  | N | X |  | WAPA-- Western Area Power Administration | 27000 | MT | 230 | 161 | 115 | N | [5 empty] | N | X
19635 | USCE-Missouri River District | 6624 | Gavins Point | NE Highway 121 | Yankton | NE | 57078 | Cedar | 42.8488 | -97.4815 | MRO | SWPP | Southwest Power Pool | Missouri River | 22 | RE | 1 | Electric Utility | N |  | N |  | N |  | N | X |  | WAPA-- Western Area Power Administration | 27000 | NE | 115 |  |  | N | [5 empty] | N | X
4180 | Connecticut Mun Elec Engy Coop | 6635 | A L Pierce | 195 East Street | Wallingford | CT | 6492 | New Haven | 41.4482 | -72.8349 | NPCC | ISNE | ISO New England Inc. | Municipality | 22 | RE | 1 | Electric Utility | N |  | N |  | N |  | N | X |  | Town of Wallingford - (CT) | 20038 | CT | 115 |  |  | N |  | Algonquin Gas Transmission Company |  |  |  | N | N
59926 | Lake Lynn Generation, LLC | 6636 | Lake Lynn Hydro Station | PO Box 97 | Lake Lynn | PA | 15451 | Fayette | 39.7203 | -79.8561 | RFC | PJM | PJM Interconnection, LLC | Gressy Run | 22 | NR | 2 | IPP Non-CHP | N |  | N |  | Y | EG14-6 | N | X |  | West Penn Power Company | 20387 | PA | 138 |  |  | N
30150 | CBY DBA Yakutat Power | 6637 | Yakutat | #1 Forest Hwy. | Yakutat | AK | 99689 | Yakutat | 59.5446 | -139.7243 | ASCC |  |  | Municipality | 22 | RE | 1 | Electric Utility | N |  | N |  | N |  | N | X |  | CBY DBA Yakutat Power | 30150 | AK | 4.16 |  |  | N
1692 | Big Rivers Electric Corp | 6639 | R D Green | 9000 Highway 2096 | Robards | KY | 42452 | Webster | 37.6461 | -87.5 | SERC | MISO | Midcontinent Independent Transmission System Operator, Inc.. | Green River | 22 | RE | 1 | Electric Utility | N |  | N |  | N |  | Y | Y | OP | Big Rivers Electric Corp | 1692 |  | 161 |  |  | N
814 | Entergy Arkansas Inc | 6641 | Independence Steam Electric Station | 555 Point Ferry Road | Newark | AR | 72562 | Independence | 35.6784 | -91.4088 | SERC | MISO | Midcontinent Independent Transmission System Operator, Inc.. | White River | 22 | RE | 1 | Electric Utility | N |  | N |  | N |  | N | X |  | Entergy Arkansas Inc | 814 | AR | 161 | 500 |  | N
12397 | Metropolitan Water District of S CA | 6643 | Greg Avenue | Greg Avenue | Sun Valley | CA | 91352 | Los Angeles | 34.2079 | -118.3516 | WECC | LDWP | Los Angeles Department of Water and Power | River | 22 | RE | 1 | Electric Utility | N |  | N |  | N |  | N | X |  | Los Angeles Department of Water & Power | 11208 | CA | 34.5 |  |  | N
12397 | Metropolitan Water District of S CA | 6644 | Lake Mathews | 18250 La Sierra | Riverside | CA | 92503 | Riverside | 33.8553 | -117.4537 | WECC | CISO | California Independent System Operator | River | 22 | RE | 1 | Electric Utility | N |  | N |  | N |  | N | X |  | Southern California Edison Co | 17609 | CA | 34.5 |  |  | N
12397 | Metropolitan Water District of S CA | 6645 | Foothill Feeder | 81849 N. Lake Hughes Rd. | Castaic | CA | 91384 | Los Angeles | 34.5148 | -118.6092 | WECC | CISO | California Independent System Operator | River | 22 | RE | 1 | Electric Utility | N |  | N |  | N |  | N | X |  | Southern California Edison Co | 17609 | CA | 66 |  |  | N
12397 | Metropolitan Water District of S CA | 6646 | San Dimas | 1507 Sycamore Road | San Dimas | CA | 91773 | Los Angeles | 34.1275 | -117.7958 | WECC | CISO | California Independent System Operator | River | 22 | RE | 1 | Electric Utility | N |  | N |  | N |  | N | X |  | Southern California Edison Co | 17609 | CA | 66 |  |  | N
12397 | Metropolitan Water District of S CA | 6647 | Yorba Linda | 3972 Valley View Ave | Yorba Linda | CA | 92886 | Orange | 33.9117 | -117.8192 | WECC | CISO | California Independent System Operator | River | 22 | RE | 1 | Electric Utility | N |  | N |  | N |  | N | X |  | Southern California Edison Co | 17609 | CA | 66 |  |  | N
55983 | Luminant Generation Company LLC | 6648 | Sandow No 4 | US Hwy 1786 | Rockdale | TX | 76567 | Milam | 30.5659 | -97.064 | TRE | ERCO | Electric Reliability Council of Texas, Inc. | Lake Alcoa | 22 | NR | 2 | IPP Non-CHP | N |  | N |  | N |  | N | X |  | Oncor Electric Delivery Company LLC | 44372 | TX | 138 |  |  | N | [5 empty] | N | N
19436 | Union Electric Co - (MO) | 6650 | Mexico | 2951 Christopher Drive | Mexico | MO | 65265 | Audrain | 39.1481 | -91.8306 | SERC | MISO | Midcontinent Independent Transmission System Operator, Inc.. |  | 22 | RE | 1 | Electric Utility | N |  | N |  | N |  |  | X |  | Union Electric Co - (MO) | 19436 | MO | 69 |  |  | N
19436 | Union Electric Co - (MO) | 6651 | Moberly | 1063 County Road 215 | Moberly | MO | 65270 | Randolph | 39.4244 | -92.4837 | SERC | MISO | Midcontinent Independent Transmission System Operator, Inc.. |  | 22 | RE | 1 | Electric Utility | N |  | N |  | N |  |  | X |  | Union Electric Co - (MO) | 19436 | MO | 69 |  |  | N
19436 | Union Electric Co - (MO) | 6652 | Moreau | 5530 Algoa Road | Moreau | MO | 65101 | Cole | 38.5557 | -92.1023 | SERC | MISO | Midcontinent Independent Transmission System Operator, Inc.. |  | 22 | RE | 1 | Electric Utility | N |  | N |  | N |  |  | X |  | Union Electric Co - (MO) | 19436 | MO | 69 |  |  | N
12341 | MidAmerican Energy Co | 6664 | Louisa | 8602 - 172 St. | Muscatine | IA | 52761 | Louisa | 41.3181 | -91.0931 | MRO | MISO | Midcontinent Independent Transmission System Operator, Inc.. | Wells | 22 | RE | 1 | Electric Utility | N |  | N |  | N |  | Y | N | OP | MidAmerican Energy Co | 12341 | IA | 345 |  |  | N | [5 empty] | N | X
29297 | Pelican Utility | 6702 | Pelican | 1120 Salmon Way | Pelican | AK | 99832 | Skagway Hoonah Angoon | 57.9572 | -136.2201 | ASCC |  |  | Pelican Creek | 22 | RE | 1 | Electric Utility | N |  | N |  | N |  | N | X |  | Pelican Utility | 29297 | AK | 2.4 |  |  | N | [5 empty] | N | X
17609 | Southern California Edison Co | 6704 | Pebbly Beach | #1 Pebbly Beach Road | Avalon | CA | 90704 | Los Angeles | 33.3331 | -118.3103 | WECC | CISO | California Independent System Operator |  | 22 | RE | 1 | Electric Utility | N |  | N |  | N |  | N | X |  | Southern California Edison Co | 17609 | CA | 12 |  |  | Y
261 | AGC Division of APG Inc | 6705 | Warrick | 4700 Darlington Rd. | Newburgh | IN | 47630 | Warrick | 37.915 | -87.3328 | RFC | MISO | Midcontinent Independent Transmission System Operator, Inc.. | Ohio River | 22 | NR | 3 | IPP CHP | Y | 99-74-000 | N |  | N |  | Y | N | OP | Southern Indiana Gas & Elec Co | 17633 | IN | 138 |  |  | N | SOUTHERN INDIANA GAS AND ELECTRIC |  |  |  |  | N | X
11241 | Entergy Louisiana LLC | 6706 | Thibodaux | Back Bayou Lane | Thibodaux | LA | 70301 | Lafourche | 29.7992 | -90.8097 | SERC | MISO | Midcontinent Independent Transmission System Operator, Inc.. | Cooling Tower | 22 | RE | 1 | Electric Utility | N |  | N |  | N |  |  | X |  | Entergy Louisiana Inc | 11241 | LA
13960 | NRG Cabrillo Power Ops Inc | 6707 | Naval Training Center | Bldg. 566 Neville Rd. | San Diego | CA | 92140 | San Diego | 32.7356 | -117.2083 | WECC |  |  | Municipality | 22 | NR | 2 | IPP Non-CHP | N |  | N |  | N |  |  | X
7570 | Great River Energy | 6741 | Rock Lake CT | 1655 Main Street | Pine City | MN | 55063 | Pine | 45.8054 | -92.9718 | MRO | MISO | Midcontinent Independent Transmission System Operator, Inc.. |  | 22 | RE | 1 | Electric Utility | N |  | N |  | N |  | N | X |  | Great River Energy | 7570 |  | 69 |  |  | N | [5 empty] | N | N
15143 | Platte River Power Authority | 6761 | Rawhide | 2700 East Co. Rd. 82 | Wellington | CO | 80549 | Larimer | 40.8609 | -105.0212 | WECC | PSCO | Public Service Company of Colorado | Municipality | 22 | RE | 1 | Electric Utility | N |  | N |  | N |  | Y | N | OP | Platte River Power Authority | 15143 |  | 230 |  |  | N |  | PUB SERVICE CO OF COLORADO |  |  |  | N | N
17177 | City of Sikeston - (MO) | 6768 | Sikeston Power Station | 1551 West Wakefield St | Sikeston | MO | 63801 | Scott | 36.8791 | -89.6209 | SPP | SPA | Southwestern Power Administration | Wells | 22 | RE | 1 | Electric Utility | N |  | N |  | N |  | Y | Y | OP | City of Sikeston - (MO) | 17177 | MO | 161 |  |  | N
20447 | Western Farmers Elec Coop, Inc | 6772 | Hugo | 3 Miles West on Hyw. 70 | Fort Towson | OK | 74735 | Choctaw | 34.0158 | -95.3206 | SPP | SWPP | Southwest Power Pool | Kiamichi River | 22 | RE | 1 | Electric Utility | N |  | N |  | N |  | Y | Y | OP | Western Farmers Elec Coop, Inc | 20447 |  | 138 |  |  | N | [5 empty] | N | X
19856 | City of Vineland - (NJ) | 6776 | West Station (NJ) | 1185 New Peach Street | Vineland | NJ | 8360 | Cumberland | 39.4912 | -75.0486 | RFC | PJM | PJM Interconnection, LLC |  | 22 | RE | 1 | Electric Utility | N |  | N |  | N |  | N | X |  | City of Vineland - (NJ) | 19856 | NJ | 13.2 |  |  | N | [5 empty] | N | X
50118 | US Army Corps of Engineers | 6789 | St Stephen | 1275 Rediverson Road | St. Stephen | SC | 29479 | Berkeley | 33.4261 | -79.93 | SERC | SC | South Carolina Public Service Authority | Lake Moultrie | 22 | RE | 1 | Electric Utility | N |  | N |  | N |  | N | X |  | South Carolina Public Service Authority | 17543 | SC | 115 |  |  | N | [5 empty] | N | N
998 | City of Augusta - (KS) | 6791 | Augusta Electric Plant No 2 | 615 E 12th Street | Augusta | KS | 67010 | Butler | 37.6861 | -96.965 | SPP | SWPP | Southwest Power Pool | Municipality | 22 | RE | 1 | Electric Utility | N |  | N |  | N |  | N | X |  | City of Augusta - (KS) | 998 | KS | 12.47 |  |  | N |  | KPC PIPELINE LLC |  |  |  | N | X
17271 | City & Borough of Sitka - (AK) | 6801 | Jarvis Street | 103 Jarvis Street | Sitka | AK | 99835 | Sitka | 57.0497 | -135.3128 | ASCC |  |  | Municipality | 22 | RE | 1 | Electric Utility | N |  | N |  | N |  |  | X |  | City & Borough of Sitka - (AK) | 17271 | AK | 69 |  |  | N | [5 empty] | N | X
1692 | Big Rivers Electric Corp | 6823 | D B Wilson | 5663 Highway 85 West | Centertown | KY | 42328 | Ohio | 37.4497 | -87.0806 | SERC | MISO | Midcontinent Independent Transmission System Operator, Inc.. | Green River | 22 | RE | 1 | Electric Utility | N |  | N |  | N |  | N | X |  | Big Rivers Electric Corp | 1692 |  | 161 |  |  | N
7570 | Great River Energy | 6824 | St Bonifacius | PO Box 100, 5430 City Road 10 | St Bonifacius | MN | 55375 | Carver | 44.905 | -93.8208 | MRO | MISO | Midcontinent Independent Transmission System Operator, Inc.. |  | 22 | RE | 1 | Electric Utility | N |  | N |  | N |  | N | X |  | Northern States Power Co - Minnesota | 13781 | MN | 115 |  |  | N | [5 empty] | N | N
9011 | City of Hugoton - (KS) | 7011 | Hugoton 2 | 1601 S. Washington | Hugoton | KS | 67951 | Stevens | 37.1642 | -101.3401 | SPP | SWPP | Southwest Power Pool | Municipality | 22 | RE | 1 | Electric Utility | N |  | N |  | N |  | N | X |  | City of Hugoton - (KS) | 9011 | KS | 13.2 |  |  | N | BLACK HILLS ENERGY | BLACK HILLS ENERGY |  |  |  | N
9187 | City of Idaho Falls - (ID) | 7012 | Lower No 1 | 1690 W. Sunnyside Road | Idaho Falls | ID | 83402 | Bonneville | 43.4687 | -112.0625 | WECC | PACE | PacifiCorp - East | Snake River | 22 | RE | 1 | Electric Utility | N |  | N |  | N |  | N | X |  | City of Idaho Falls - (ID) | 9187 | ID | 46 |  |  | N | [5 empty] | N | N
20813 | City of Winfield - (KS) | 7013 | East 12th Street | 2801 East 12th Ave. | Winfield | KS | 67156 | Cowley | 37.2367 | -96.9625 | SPP | SWPP | Southwest Power Pool | Municipality | 22 | RE | 1 | Electric Utility | N |  | N |  | N |  | N | X |  | City of Winfield - (KS) | 20813 | KS | 12.47 |  |  | N |  | ENABLE GAS TRANSMISSION LLC |  |  |  | N | N
13037 | City of Mt Pleasant - (UT) | 7015 | Unit 4 | 11775 E 18500 N | Mt Pleasent | UT | 84647 | Sanpete | 39.5441 | -111.4187 | WECC | PACE | PacifiCorp - East | Pleasant Creek | 22 | RE | 1 | Electric Utility | N |  | N |  | N |  |  | X |  | City of Mt Pleasant - (UT) | 13037 | UT | 2.4 |  |  | N
3355 | City of Chanute | 7018 | Chanute 3 | 4302 S Plummer | Chanute | KS | 66720 | Neosho | 37.6376 | -95.4704 | SPP | SWPP | Southwest Power Pool | Municipality | 22 | RE | 1 | Electric Utility | N |  | N |  | N |  |  | X |  | City of Chanute | 3355 | KS | 69 |  |  | N |  | SOUTHERN STAR CENTRAL GAS PIPELINE |  |  |  | N
17845 | City of Springville - (UT) | 7028 | Whitehead | 450 W. 600 N. | Springville | UT | 84663 | Utah | 40.1817 | -111.6203 | WECC | PACE | PacifiCorp - East | Springs | 22 | RE | 1 | Electric Utility | N |  | N |  | N |  | N | X |  | City of Springville - (UT) | 17845 | UT | 46 |  |  | N | QUESTAR GAS COMPANY |  |  |  |  | N | X
56598 | Major Oak Power, LLC | 7030 | Major Oak Power | 13065 Plant Rd. | Bremond | TX | 76629 | Robertson | 31.0919 | -96.695 | TRE | ERCO | Electric Reliability Council of Texas, Inc. | Wells | 22 | NR | 2 | IPP Non-CHP | N |  | N |  | N |  | Y | Y | OP | Public Service Co of NM | 15473 | NM | 345 |  |  | N |  | ENTERPRISE TEXAS PIPELINE |  |  |  | N | X
19876 | Virginia Electric & Power Co | 7032 | Gravel Neck | 5208 Hog Island Road | Surry | VA | 23883 | Surry | 37.1575 | -76.6911 | SERC | PJM | PJM Interconnection, LLC |  | 22 | RE | 1 | Electric Utility | N |  | N |  | N |  | N | X |  | Virginia Electric & Power Co | 19876 | VA | 230 |  |  | N | COLUMBIA GAS OF VIRGINIA |  |  |  |  | N
11135 | City of Logan - (UT) | 7034 | Hydro II | 1990 E Hwy 89 | Logan | UT | 84321 | Cache | 41.7437 | -111.7832 | WECC | PACE | PacifiCorp - East | Logan River | 22 | RE | 1 | Electric Utility | N |  | N |  | N |  | N | X |  | City of Logan - (UT) | 11135 | UT | 12 |  |  | N | [5 empty] | N | X
13902 | NorthWestern Energy | 7039 | Lake (WY) | YellowStone Lake (area) | Yellowstone | WY | 82190 | Teton | 44.415 | -110.5739 | WECC | NWMT | NorthWestern Energy (NWMT) |  | 22 | RE | 1 | Electric Utility | N |  | N |  | N |  | N | X |  | NorthWestern Energy LLC - (MT) | 12825 | WY | 50 |  |  | N
807 | Arkansas Electric Coop Corp | 7040 | Ellis Hydro | Hwy 59 | Van Buren | AR | 72956 | Crawford | 35.3514 | -94.2943 | SPP | SWPP | Southwest Power Pool | Arkansas River | 22 | RE | 1 | Electric Utility | N |  | N |  | N |  | N | X |  | Southwestern Electric Power Co | 17698 | AR | 69 |  |  | N
40215 | Cordova Electric Coop, Inc | 7042 | Humpback Creek | Orca Inlet-Mile .05 Hmpbck Crk | Cordova | AK | 99574 | Valdez Cordova | 60.6128 | -145.6794 | ASCC |  |  | Humpback Creek | 22 | RE | 1 | Electric Utility | N |  | N |  | N |  | N | X |  | Cordova Electric Coop, Inc | 40215 | AK | 13 |  |  | N
39006 | Brookfield White Pine Hydro LLC | 7044 | Bates Mill Upper | 63 Canal Street (Rear) | Lewiston | ME | 4240 | Androscoggin | 44.0959 | -70.219 | NPCC | ISNE | ISO New England Inc. | Androscoggin River | 22 | NR | 2 | IPP Non-CHP | N |  | N |  | Y | 99-35-000 |  | X |  | Central Maine Power Co | 3266 | ME | 0.6 |  |  | N
39006 | Brookfield White Pine Hydro LLC | 7048 | Hill Mill | 141 Canal Street | Lewiston | ME | 4240 | Androscoggin | 44.0929 | -70.217 | NPCC | ISNE | ISO New England Inc. | Androscoggin River | 22 | NR | 2 | IPP Non-CHP | N |  | N |  | Y | 99-35-000 |  | X |  | Central Maine Power Co | 3266 | ME | 0.6 |  |  | N
20151 | Washington Electric Coop - (VT) | 7051 | Wrightsville Hydro Plant | 329 Mill Road | Montpelier | VT | 5602 | Washington | 44.3097 | -72.5753 | NPCC | ISNE | ISO New England Inc. | Wrightsville Dam Reservoir | 22 | RE | 1 | Electric Utility | N |  | N |  | N |  |  | X |  | Washington Electric Coop - (VT) | 20151 | VT | 12.4 |  |  | N
7601 | Green Mountain Power Corp | 7056 | Bolton Falls | 341 Power Plant Road | Duxbury | VT | 5676 | Washington | 44.3594 | -72.8167 | NPCC | ISNE | ISO New England Inc. | Winooski River | 22 | RE | 1 | Electric Utility | N |  | N |  | N |  |  | X |  | Green Mountain Power Corp | 7601 | VT | 34.5 |  |  | N
4715 | Dahlberg Light & Power Co | 7058 | Solon Diesel | 9178 E Dahlberg Parkway | Solon Springs | WI | 54873 | Douglas | 46.359 | -91.8236 | MRO | MISO | Midcontinent Independent Transmission System Operator, Inc.. | Wells | 22 | RE | 1 | Electric Utility | N |  | N |  | N |  | N | X |  | Dahlberg Light & Power Co | 4715 | WI | 69 |  |  | N
17141 | City of Sibley - (IA) | 7060 | Sibley No Two | 321 11th St. | Sibley | IA | 51249 | Osceola | 43.3969 | -95.7497 | MRO | MISO | Midcontinent Independent Transmission System Operator, Inc.. | Municipality | 22 | RE | 1 | Electric Utility | N |  | N |  | N |  | N | X |  | ITC Midwest LLC | 56161 |  | 12 |  |  | N | INTERSTATE POWER AND LIGHT COMPANY |  |  |  |  | N
189 | PowerSouth Energy Cooperative | 7063 | McIntosh (AL) | Hwy 43, Mile 37.5 | McIntosh | AL | 36553 | Washington | 31.2546 | -88.0299 | SERC | AEC | PowerSouth Energy Cooperative | Ciba | 22 | RE | 1 | Electric Utility | N |  | N |  | N |  |  | X |  | PowerSouth Energy Cooperative | 189 |  | 115 |  |  | Y | CLARKE MOBILE COUNTIES GAS DISTRICT | CLARKE MOBILE COUNTIES GAS DISTRICT |  |  |  | N | N
2518 | U S Bureau of Reclamation | 7066 | Stampede | n/a | Truckee | CA | 96161 | Sierra | 39.4704 | -120.1046 | WECC | WALC | Western Area Power Administration - Desert Southwest Region | Little Truckee River | 22 | RE | 1 | Electric Utility | N |  | N |  | N |  |  | X |  | WAPA-- Western Area Power Administration | 27000 | CA | 60 |  |  | N
3255 | California Dept. of Water Resources | 7072 | Mojave Siphon | 16001 Hwy. 173 | Hesperia | CA | 92345 | San Bernardino | 34.3074 | -117.3235 | WECC | CISO | California Independent System Operator | California Aqueduct | 22 | RE | 1 | Electric Utility | N |  | N |  | N |  |  | X |  | Southern California Edison Co | 17609 | CA | 115 |  |  | N
9191 | Idaho Power Co | 7079 | Upper Salmon B | Bell Rapids Road | Hagerman | ID | 83332 | Twin Falls | 42.7664 | -114.9082 | WECC | IPCO | Idaho Power Company | Snake River | 22 | RE | 1 | Electric Utility | N |  | N |  | N |  | N | X |  | Idaho Power Co | 9191 | ID | 138 |  |  | N | [5 empty] | X | X
17874 | City of St George | 7080 | St George Red Rock | 695 East Red Hills Park Way | St George | UT | 84770 | Washington | 37.1137 | -113.5689 | WECC | PACE | PacifiCorp - East | Municipality Cooling Tower | 22 | RE | 1 | Electric Utility | N |  | N |  | N |  |  | X |  | City of St George | 17874 | UT | 69 |  |  | N | [5 empty] | X | X
13407 | Nevada Power Co | 7082 | Harry Allen | 14601 North Las Vegas Blvd | Las Vegas | NV | 89124 | Clark | 36.4306 | -114.9024 | WECC | NEVP | Nevada Power Company | Wells | 22 | RE | 1 | Electric Utility | N |  | N |  | N |  |  | X |  | Nevada Power Co | 13407 | NV | 525 |  |  | N |  | KERN RIVER GAS TRANSMISSION CO |  |  |  | N
16604 | City of San Antonio - (TX) | 7097 | J K Spruce | 12940 US Hwy 181 South | San Antonio | TX | 78263 | Bexar | 29.3097 | -98.3203 | TRE | ERCO | Electric Reliability Council of Texas, Inc. | San Antonio River | 22 | RE | 1 | Electric Utility | N |  | N |  | N |  | Y | N | OP | City of San Antonio - (TX) | 16604 | TX | 345 |  |  | N |  | ENTERPRISE TEXAS PIPELINE | ENTERPRISE TEXAS PIPELINE |  |  | N | X
17539 | South Carolina Electric&Gas Company | 7106 | NA 1 (SC) | unsited | unsited | SC | 0 | NOT IN FILE |  |  | SERC |  |  |  | 22 | RE | 1 | Electric Utility | N |  | N |  | N |  |  | X
8366 | Heber Light & Power Company | 7111 | Heber City | 750 West 350 South | Heber City | UT | 84032 | Wasatch | 40.5037 | -111.4252 | WECC | PACE | PacifiCorp - East | Municipality | 22 | RE | 1 | Electric Utility | N |  | N |  | N |  | N | X |  | Heber Light & Power Company | 8366 | UT | 46 |  |  | N | QUESTAR GAS COMPANY |  |  |  |  | N | N
12385 | Metlakatla Power & Light | 7112 | Centennial | Walden Point Road | Metlakatla | AK | 99926 | Prince of Wales Ketchikan | 55.1214 | -131.5603 | ASCC |  |  |  | 22 | RE | 1 | Electric Utility | N |  | N |  | N |  |  | X |  | Metlakatla Power & Light | 12385 | AK | 12.47 |  |  | N
14624 | PUD No 2 of Grant County | 7113 | PEC Headworks | SR 262 | Moses Lake | WA | 98837 | Grant | 47.1596 | -119.8963 | WECC | GCPD | Public Utility District No. 2 of Grant County, Washington | Potholes Reservoir | 22 | RE | 1 | Electric Utility | N |  | N |  | N |  |  | X |  | PUD No 2 of Grant County | 14624 | WA | 115 |  |  | N
19578 | Upper Peninsula Power Company | 7115 | Hoist | Hoist Dam Rd | Negaunee | MI | 49866 | Marquette | 46.5628 | -87.5686 | MRO | MISO | Midcontinent Independent Transmission System Operator, Inc.. | Dead River | 22 | RE | 1 | Electric Utility | N |  | N |  | N |  | N | X |  | Upper Peninsula Power Co | 19578 | MI | 33 |  |  | N | [5 empty] | N | N
19578 | Upper Peninsula Power Company | 7116 | McClure Dam | 800 Forestville Rd | Marquette | MI | 49855 | Marquette | 46.5717 | -87.4764 | MRO | MISO | Midcontinent Independent Transmission System Operator, Inc.. | Dead River | 22 | RE | 1 | Electric Utility | N |  | N |  | N |  | N | X |  | Upper Peninsula Power Co | 19578 | MI | 33 |  |  | N | [5 empty] | N | N
58149 | Renewable World Energies LLC | 7118 | Cataract (MI) | 1200 N Cataract | Gwinn | MI | 49841 | Marquette | 46.3156 | -87.5128 | MRO | MISO | Midcontinent Independent Transmission System Operator, Inc.. | Escanaba River | 22 | NR | 2 | IPP Non-CHP | N |  | N |  | N |  |  | X |  | Upper Peninsula Power Co | 19578 | MI | 69 |  |  | N
19578 | Upper Peninsula Power Company | 7119 | Gladstone | 11 Delta Av | Gladstone | MI | 49837 | Delta | 45.8475 | -87.0036 | MRO | MISO | Midcontinent Independent Transmission System Operator, Inc.. |  | 22 | RE | 1 | Electric Utility | N |  | N |  | N |  | N | X |  | Upper Peninsula Power Co | 19578 | MI | 69 |  |  | N | [5 empty] | N | N
5416 | Duke Energy Carolinas, LLC | 7125 | Bad Creek | HC-76 Box 170, Hwy 130 N | Salem | SC | 29676 | Oconee | 35.0075 | -82.9975 | SERC | DUK | Duke Energy Carolinas | Lake Jocassee - Bad Creek | 22 | RE | 1 | Electric Utility | N |  | N |  | N |  | N | X |  | Duke Energy Carolinas, LLC | 5416 | SC | 500 |  |  | Y | [5 empty] | X | X
18429 | City of Tacoma - (WA) | 7127 | Wynoochee | 5120 Wynoochee Valley Road | Montesano | WA | 98520 | Grays Harbor | 47.3851 | -123.6052 | WECC | TPWR | City of Tacoma, Department of Public Utilities, Light Division | Wynoochee River | 22 | RE | 1 | Electric Utility | N |  | N |  | N |  | N | X |  | City of Tacoma - (WA) | 18429 | WA | 34.5 |  |  | N
332 | Allegheny Electric Coop Inc | 7128 | William F Matson Generating Station | 13797 Point Road | Huntingdon | PA | 16652 | Huntingdon | 40.4329 | -78.0029 | RFC | PJM | PJM Interconnection, LLC | Raystown Branch Juniata River | 22 | RE | 1 | Electric Utility | N |  | N |  | N |  | N | X |  | Pennsylvania Electric Co | 14711 | PA | 46 |  |  | N
3255 | California Dept. of Water Resources | 7129 | Thermalito Diverson Dam | 460 Glen Dr. | Oroville | CA | 95966 | Butte | 39.5287 | -121.5464 | WECC | CISO | California Independent System Operator | Penstocks Feather River | 22 | RE | 1 | Electric Utility | N |  | N |  | N |  |  | X |  | Pacific Gas & Electric Co | 14328 | CA | 230 |  |  | N
8287 | Hawaii Electric Light Co Inc | 7130 | Puna | Puna Mill Road | Keaau | HI | 96749 | Hawaii | 19.6316 | -155.0313 | HICC |  |  | Puna Well | 22 | RE | 1 | Electric Utility | N |  | N |  | N |  | N | X |  | Hawaii Electric Light Co Inc | 8287 | HI | 13.8 |  |  | N | [5 empty] | N | N
11292 | City of Lubbock - (TX) | 7131 | Brandon Station | 1201 Hartford Ave | Lubbock | TX | 79409 | Lubbock | 33.5853 | -101.8861 | SPP | SWPP | Southwest Power Pool | Municipality | 22 | RE | 1 | Electric Utility | N |  | N |  | N |  | N | X |  | City of Lubbock - (TX) | 11292 | TX | 69 |  |  | N | Other - See pipeline notes. |  |  |  | MARKWEST POWER TEX LLC | N | X
2010 | City of Bountiful | 7132 | Pine View Dam | 902 Ogden Canyon | Ogden | UT | 84401 | Weber | 41.2543 | -111.8485 | WECC | PACE | PacifiCorp - East | Ogden River | 22 | RE | 1 | Electric Utility | N |  | N |  | N |  |  | X |  | PacifiCorp | 14354 | UT | 46 |  |  | N
807 | Arkansas Electric Coop Corp | 7135 | Whillock | Cherokee Park | Morrilton | AR | 72110 | Conway | 35.1276 | -92.7903 | SERC | MISO | Midcontinent Independent Transmission System Operator, Inc.. | Arkansas River | 22 | RE | 1 | Electric Utility | N |  | N |  | N |  | N | X |  | Entergy Arkansas Inc | 814 | AR | 161 |  |  | N
9417 | Interstate Power and Light Co | 7137 | Grinnell | County Rd F-27, RR2 | Grinnell | IA | 50112 | Poweshiek | 41.7529 | -92.7489 | MRO | MISO | Midcontinent Independent Transmission System Operator, Inc.. |  | 22 | RE | 1 | Electric Utility | N |  | N |  | N |  | N | X |  | ITC Midwest LLC | 56161 |  | 69 |  |  | N | INTERSTATE POWER AND LIGHT COMPANY | NORTHERN NATURAL GAS |  |  |  | N
50168 | Maxim Power (USA) Inc | 7138 | Forked River | 789 South Main Street | Forked River | NJ | 8731 | Ocean | 39.8154 | -74.2098 | RFC | PJM | PJM Interconnection, LLC | Wells | 22 | NR | 2 | IPP Non-CHP | N |  | N |  | Y | 08-3-000 | N | X |  | Jersey Central Power & Lt Co | 9726 | NJ | 230 |  |  | N | NEW JERSEY NATURAL GAS |  |  |  |  | N | X
12341 | MidAmerican Energy Co | 7145 | Pleasant Hill | 3191 SE 45 St. | Pleasant Hill | IA | 50317 | Polk | 41.5572 | -93.5242 | MRO | MISO | Midcontinent Independent Transmission System Operator, Inc.. |  | 22 | RE | 1 | Electric Utility | N |  | N |  | N |  | N | X |  | MidAmerican Energy Co | 12341 | IA | 69 |  |  | N |  | NORTHERN NATURAL GAS |  |  |  | N | N
56505 | National Grid Generation LLC | 7146 | Wading River | North Country Road | Shoreham | NY | 11786 | Suffolk | 40.9569 | -72.8774 | NPCC | NYIS | New York Independent System Operator |  | 22 | RE | 1 | Electric Utility | N |  | N |  | N |  |  | X |  | Long Island Power Authority | 11171 | NY | 138 |  |  | N
17609 | Southern California Edison Co | 7147 | Mill Creek 3 | Hwy38 San Bernardino Nat'l For | Mill Creek | CA | 96061 | San Bernardino | 34.088 | -117.0395 | WECC | CISO | California Independent System Operator | Mill Creek | 22 | RE | 1 | Electric Utility | N |  | N |  | N |  |  | X |  | Southern California Edison Co | 17609 | CA | 12 |  |  | N
17609 | Southern California Edison Co | 7148 | San Gorgonio 1 | Banning Canyon | Banning | CA | 92220 | Riverside | 34.0304 | -116.8571 | WECC | CISO | California Independent System Operator | White Water River | 22 | RE | 1 | Electric Utility | N |  | N |  | N |  |  | X |  | Southern California Edison Co | 17609 | CA | 33 |  |  | N
16655 | City of Santa Clara - (CA) | 7151 | Stony Gorge | County Road 306 | Elk Creek | CA | 95939 | Glenn | 39.5869 | -122.5332 | WECC | CISO | California Independent System Operator | Stony Gorge Reservoir | 22 | RE | 1 | Electric Utility | N |  | N |  | N |  | N | X |  | City of Santa Clara - (CA) | 16655 | CA | 60 |  |  | N | [5 empty] | X | X
56609 | Calpine Mid-Atlantic Generation LLC | 7153 | Hay Road | 198 Hay Road | Wilmington | DE | 19809 | New Castle | 39.7436 | -75.5072 | RFC | PJM | PJM Interconnection, LLC | Delaware River | 22 | NR | 2 | IPP Non-CHP | N |  | N |  | Y | 03-84 | N | X |  | Delmarva Power | 5027 | DE | 230 | 138 | 69 | N | DELMARVA POWER AND LIGHT CO |  |  |  |  | N | N
9417 | Interstate Power and Light Co | 7155 | Lime Creek | 24510 Orchid Ave | Mason City | IA | 50401 | Cerro Gordo | 43.2481 | -93.205 | MRO | MISO | Midcontinent Independent Transmission System Operator, Inc.. |  | 22 | RE | 1 | Electric Utility | N |  | N |  | N |  | N | X |  | ITC Midwest LLC | 56161 |  | 69 |  |  | N | [5 empty] | N
55729 | Duke Energy Kentucky Inc | 7158 | Woodsdale | 2100 Woodsdale Rd | Trenton | OH | 45067 | Butler | 39.4492 | -84.4611 | RFC | PJM | PJM Interconnection, LLC |  | 22 | RE | 1 | Electric Utility | N |  | N |  | N |  | N | X |  | Duke Energy Ohio Inc | 3542 | OH | 345 |  |  | N |  | TEXAS EASTERN TRANSMISSION LP |  |  |  | N | N
20847 | Wisconsin Electric Power Co | 7159 | Concord | N8914 County Highway E | Watertown | WI | 53094 | Jefferson | 43.1669 | -88.69 | RFC | MISO | Midcontinent Independent Transmission System Operator, Inc.. |  | 22 | RE | 1 | Electric Utility | N |  | N |  | N |  | N | X |  | American Transmission Co | 659 | WI | 138 |  |  | N |  | ANR PIPELINE COMPANY | GUARDIAN PIPELINE |  |  | N
2850 | Central Arizona Water Conservation Dist | 7164 | Waddell | 39300 N Lake Pleasant Rd | Peoria | AZ | 85383 | Maricopa | 33.8447 | -112.2714 | WECC | WALC | Western Area Power Administration - Desert Southwest Region | Agua Fria River | 22 | RE | 1 | Electric Utility | N |  | N |  | N |  | N | X |  | Arizona Public Service Co | 803 | AZ | 230 |  |  | Y | [5 empty] | N | X
13718 | City of North Little Rock - (AR) | 7166 | Murray | 4000 Cooks Landing | North Little Rock | AR | 72115 | Pulaski | 34.7956 | -92.3569 | SERC | MISO | Midcontinent Independent Transmission System Operator, Inc.. | Arkansas River | 22 | RE | 1 | Electric Utility | N |  | N |  | N |  | N | X |  | Entergy Arkansas Inc | 814 | AR | 115 |  |  | N | [5 empty] | X
12385 | Metlakatla Power & Light | 7168 | Chester Lake | Walden Point Road | Metlakatla | AK | 99926 | Prince of Wales Ketchikan | 55.1169 | -131.5459 | ASCC |  |  | Chester Lake | 22 | RE | 1 | Electric Utility | N |  | N |  | N |  |  | X |  | Metlakatla Power & Light | 12385 | AK | 12.47 |  |  | N
219 | Alaska Power and Telephone Co | 7169 | Northway | Milepost 1314 AK Hwy | Tok | AK | 99764 | Southeast Fairbanks | 62.9617 | -141.9372 | ASCC |  |  | Well | 22 | RE | 1 | Electric Utility | N |  | N |  | N |  | N | X |  | Alaska Power and Telephone Co | 219 | AK | 14.4 |  |  | N
1276 | Barrow Utils & Elec Coop, Inc | 7173 | Barrow | 1295 Agvik Street | Barrow | AK | 99723 | North Slope | 71.292 | -156.7786 | ASCC |  |  | NA | 22 | RE | 1 | Electric Utility | N |  | N |  | N |  | N | X |  | Barrow Utils & Elec Coop, Inc | 1276 | AK | 4.16 |  |  | N | Other - See pipeline notes. |  |  |  |  | N | X
7833 | Gwitchyaa Zhee Utility Co | 7174 | Gwitchyaa Zhee | East 4th Ave | Fort Yukon | AK | 99740 | Yukon Koyukuk | 66.5663 | -145.2531 | ASCC |  |  | Yukon River | 22 | RE | 1 | Electric Utility | N |  | N |  | N |  |  | X |  | Gwitchyaa Zhee Utility Co | 7833 | AK | 4.16 |  |  | N
3990 | Colorado River Indian Irr Proj | 7179 | Headgate Rock | Headgate Rock Road | Parker | AZ | 85344 | La Paz | 34.1683 | -114.2774 | WECC | WALC | Western Area Power Administration - Desert Southwest Region | Colorado River | 22 | RE | 1 | Electric Utility | N |  | N |  | N |  |  | X |  | Colorado River Indian Irr Proj | 3990 | AZ | 69 |  |  | N
4959 | Aniak Light & Power Co Inc | 7182 | Aniak | 4th Boundary Ave. | Aniak | AK | 99557 | Bethel | 61.5807 | -159.5356 | ASCC |  |  | Private Well | 22 | RE | 1 | Electric Utility | N |  | N |  | N |  |  | X |  | Aniak Light & Power Co Inc | 4959 | AK | 2.4 |  |  | N | [5 empty] | X | X
9188 | I-N-N Electric Coop, Inc | 7183 | Newhalen | 1001 Fire Lane | Iliamna | AK | 99606 | Lake and Peninsula | 59.8991 | -154.6987 | ASCC |  |  | Tazimina River | 22 | RE | 1 | Electric Utility | N |  | N |  | N |  | N | X |  | I-N-N Electric Coop, Inc | 9188 | AK | 2.5 |  |  | N | [5 empty] | X | X
14063 | Oklahoma Gas & Electric Co | 7185 | Conoco | 1200 S. Pine St. | Ponca City | OK | 74603 | Kay | 36.6744 | -97.0603 | SPP | SWPP | Southwest Power Pool |  | 22 | RE | 1 | Electric Utility | N |  | N |  | N |  |  | X
15783 | City of Redding - (CA) | 7189 | Whiskeytown | Whiskeytown Dam | Whiskeytown | CA | 96001 | Shasta | 40.5976 | -122.5387 | WECC | WALC | Western Area Power Administration - Desert Southwest Region | Whiskeytown Lake | 22 | RE | 1 | Electric Utility | N |  | N |  | N |  | N | X |  | WAPA-- Western Area Power Administration | 27000 | CA | 230 |  |  | N | [5 empty] | X | X
9191 | Idaho Power Co | 7190 | Milner Hydro | 3625 North 5200 East | Murtaugh | ID | 83344 | Cassia | 42.5268 | -114.0369 | WECC | IPCO | Idaho Power Company | Snake River | 22 | RE | 1 | Electric Utility | N |  | N |  | N |  | N | X |  | Idaho Power Co | 9191 | ID | 138 |  |  | N | [5 empty] | X | X
56477 | Tallassee Shoals LLC | 7191 | Tallassee Hydro Project | 2395 Tallassee Rd | Clarke | GA | 30607 | Clarke | 33.9892 | -83.4984 | SERC | SOCO | Southern Company Services, Inc. - Trans | Middle Oconee River | 22 | NR | 2 | IPP Non-CHP | N |  | N |  | N |  | N | X |  | Georgia Transmission Corp | 7197 | GA | 46 |  |  | N
19449 | USACE-Fort Worth District | 7200 | Robert D Willis | Route 3 Box 486 | Jasper | TX | 75951 | Jasper | 30.7975 | -94.1756 | TRE | MISO | Midcontinent Independent Transmission System Operator, Inc.. | Angelina River | 22 | RE | 1 | Electric Utility | N |  | N |  | N |  |  | X |  | Jasper-Newton Elec Coop, Inc | 9668 | TX | 25 |  |  | N | [5 empty] | X | X
20856 | Wisconsin Power & Light Co | 7203 | South Fond Du Lac | 5356 River Rd | Fond du Lac | WI | 54937 | Fond Du Lac | 43.7353 | -88.4967 | MRO | MISO | Midcontinent Independent Transmission System Operator, Inc.. |  | 22 | RE | 1 | Electric Utility | N |  | N |  | N |  | N | X |  | American Transmission Co | 659 | WI | 138 |  |  | N | WISCONSIN POWER AND LIGHT COMPANY | ANR PIPELINE COMPANY |  |  |  | N
17539 | South Carolina Electric&Gas Company | 7210 | Cope | 405 Teamwork Road | Cope | SC | 29038 | Orangeburg | 33.3644 | -81.03 | SERC | SCEG | South Carolina Electric & Gas Company | Wells | 22 | RE | 1 | Electric Utility | N |  | N |  | N |  | N | X |  | South Carolina Electric&Gas Company | 17539 | SC | 230 |  |  | N |  | DOMINION TRANSMISSION INCORPORATED |  |  |  | N | X
19876 | Virginia Electric & Power Co | 7212 | Darbytown | 6001 Fergus Blvd | Richmond | VA | 23883 | Henrico | 37.4982 | -77.3685 | SERC | PJM | PJM Interconnection, LLC |  | 22 | RE | 1 | Electric Utility | N |  | N |  | N |  | N | X |  | Virginia Electric & Power Co | 19876 | VA | 230 |  |  | N |  | DOMINION TRANSMISSION INCORPORATED |  |  |  | N
19876 | Virginia Electric & Power Co | 7213 | Clover | P. O. Box 245 Route 92 | Clover | VA | 24534 | Halifax | 36.869 | -78.704 | SERC | PJM | PJM Interconnection, LLC | Roanoke River | 22 | RE | 1 | Electric Utility | N |  | N |  | N |  | N | X |  | Virginia Electric & Power Co | 19876 | VA | 230 |  |  | N
15470 | Duke Energy Indiana, LLC | 7228 | NA 1 (IN) |  |  | IN | 0 | NOT IN FILE |  |  | RFC |  |  |  | 22 | RE | 1 | Electric Utility | N |  | N |  | N |  |  | X | [7 empty] | N | [5 empty] | X | X
16655 | City of Santa Clara - (CA) | 7229 | Black Butte | County Road 200 | Orland | CA | 95963 | Tehama | 39.8149 | -122.3323 | WECC | CISO | California Independent System Operator | Black Butte Lake | 22 | RE | 1 | Electric Utility | N |  | N |  | N |  | N | X |  | City of Santa Clara - (CA) | 16655 | CA | 60 |  |  | N | [5 empty] | X | X
16655 | City of Santa Clara - (CA) | 7231 | Gianera | 2339 Gianera Street | Santa Clara | CA | 95054 | Santa Clara | 37.401 | -121.9687 | WECC | CISO | California Independent System Operator | Municipality Water | 22 | RE | 1 | Electric Utility | N |  | N |  | N |  | N | X |  | City of Santa Clara - (CA) | 16655 | CA | 60 |  |  | N |  | PACIFIC GAS |  |  |  | N | X
16655 | City of Santa Clara - (CA) | 7232 | Santa Clara Cogen | 524 Robert Avenue | Santa Clara | CA | 95054 | Santa Clara | 37.3643 | -121.9442 | WECC | CISO | California Independent System Operator | Municipality Water | 22 | RE | 1 | Electric Utility | N |  | N |  | N |  | N | X |  | City of Santa Clara - (CA) | 16655 | CA | 60 |  |  | N |  | PACIFIC GAS |  |  |  | X | X
3989 | City of Colorado Springs - (CO) | 7233 | Tesla | 690 W Monument Creek Rd | Colorado Springs | CO | 80840 | El Paso | 38.9737 | -104.9011 | WECC | WACM | Western Area Power Administration - Rocky Mountain Region | Municipality | 22 | RE | 1 | Electric Utility | N |  | N |  | N |  | N | X |  | City of Colorado Springs - (CO) | 3989 | CO | 34.5 |  |  | N | [5 empty] | N | X
13781 | Northern States Power Co - Minnesota | 7237 | Angus Anson | 7100 East Rice St. | Sioux Falls | SD | 57101 | Minnehaha | 43.6035 | -96.6356 | MRO | MISO | Midcontinent Independent Transmission System Operator, Inc.. |  | 22 | RE | 1 | Electric Utility | N |  | N |  | N |  | N | X |  | Northern States Power Co - Minnesota | 13781 | SD | 115 |  |  | N |  | NORTHERN NATURAL GAS |  |  |  | N | N
10376 | Kissimmee Utility Authority | 7238 | Cane Island | 6075 Old Tampa Highway | Intercession City | FL | 33848 | Osceola | 28.2764 | -81.533 | FRCC | FMPP | Florida Municipal Power Pool | Municipality | 22 | RE | 1 | Electric Utility | N |  | N |  | N |  | N | X |  | Kissimmee Utility Authority | 10376 | FL | 230 |  |  | N |  | FLORIDA GAS TRANSMISSION COMPANY | GULFSTREAM NATURAL GAS SYSTEM LLC |  |  | N | N
18454 | Tampa Electric Co | 7242 | Polk | 9995 State Road 37 South | Mulberry | FL | 33860 | Polk | 27.7286 | -81.9897 | FRCC | TEC | Tampa Electric Company | Lake | 22 | RE | 1 | Electric Utility | N |  | N |  | N |  | N | X |  | Tampa Electric Co | 18454 | FL | 230 |  |  | N |  | FLORIDA GAS TRANSMISSION COMPANY | GULFSTREAM NATURAL GAS SYSTEM LLC |  |  | N
807 | Arkansas Electric Coop Corp | 7246 | Dam 2 | Jarvis Point Park | Dumas | AR | 71639 | Desha | 33.9865 | -91.3158 | SERC | MISO | Midcontinent Independent Transmission System Operator, Inc.. | Arkansas River | 22 | RE | 1 | Electric Utility | N |  | N |  | N |  | N | X |  | Entergy Arkansas Inc | 814 | AR | 115 |  |  | N
12710 | Missouri Basin Muni Power Agny | 7247 | Watertown Power Plant | 123 4th St NE | Watertown | SD | 57201 | Codington | 44.9017 | -97.1083 | MRO | SWPP | Southwest Power Pool |  | 22 | RE | 1 | Electric Utility | N |  | N |  | N |  |  | X |  | WAPA-- Western Area Power Administration | 27000 | SD | 115 |  |  | N
213 | Alaska Electric Light&Power Co | 7250 | Auke Bay | 12480 Mendenhall Loop Rd. | Juneau | AK | 99801 | Juneau | 58.3875 | -134.6446 | ASCC |  |  |  | 22 | RE | 1 | Electric Utility | N |  | N |  | N |  | N | X |  | Alaska Electric Light&Power Co | 213 | AK | 69 |  |  | N | [5 empty] | X | X
17539 | South Carolina Electric&Gas Company | 7253 | NA 5 | unsited | unsited | SC | 0 | NOT IN FILE |  |  | SERC |  |  |  | 22 | RE | 1 | Electric Utility | N |  | N |  | N |  |  | X
19099 | TransAlta Centralia Gen LLC | 7259 | Skookumchuck | 10510 Skookumchuck Rd | Tenino | WA | 98530 | Thurston | 46.7844 | -122.7197 | WECC | BPAT | Bonneville Power Administration | Skookumchuck River | 22 | NR | 2 | IPP Non-CHP | N |  | N |  | Y | 05-2-000 |  | X |  | Bonneville Power Administration | 1738 | WA | 1 |  |  | N | [5 empty] | N | X
11843 | Maui Electric Co Ltd | 7264 | Miki Basin | 1001 Miki Road | Lanai City | HI | 96763 | Maui | 20.79 | -156.9342 | HICC |  |  | NA | 22 | RE | 1 | Electric Utility | N |  | N |  | N |  | N | X |  | Maui Electric Co Ltd | 11843 | HI | 12.47 |  |  | N | [5 empty] | N | X
12745 | Modesto Irrigation District | 7266 | Woodland | 920 Woodland Ave. | Modesto | CA | 95351 | Stanislaus | 37.6526 | -121.0204 | WECC | BANC | Balancing Authority of Northern California | Municipality | 22 | RE | 1 | Electric Utility | N |  | N |  | N |  | N | X |  | Modesto Irrigation District | 12745 | CA | 69 |  |  | N |  | PACIFIC GAS |  |  |  | N | X
8723 | City of Holland | 7268 | 491 E 48th Street | 491 E 48th Street | Holland | MI | 49423 | Allegan | 42.7553 | -86.0853 | RFC | MISO | Midcontinent Independent Transmission System Operator, Inc.. |  | 22 | RE | 1 | Electric Utility | N |  | N |  | N |  | N | X |  | City of Holland | 8723 | MI | 138 |  |  | N | CONSUMERS ENERGY COMPANY |  |  |  |  | N | X
20847 | Wisconsin Electric Power Co | 7270 | Paris (WI) | 335 North 172nd Avenue | Union Grove | WI | 53182 | Kenosha | 42.6658 | -88.0131 | RFC | MISO | Midcontinent Independent Transmission System Operator, Inc.. |  | 22 | RE | 1 | Electric Utility | N |  | N |  | N |  | N | X |  | American Transmission Co | 659 | WI | 138 |  |  | N |  | ANR PIPELINE COMPANY |  |  |  | N
5416 | Duke Energy Carolinas, LLC | 7277 | Lincoln Combustion | 6769 Old Plank Road | Stanley | NC | 28164 | Lincoln | 35.4317 | -81.0347 | SERC | DUK | Duke Energy Carolinas | Killian Creek | 22 | RE | 1 | Electric Utility | N |  | N |  | N |  | N | X |  | Duke Energy Carolinas, LLC | 5416 | NC | 230 |  |  | N | PIEDMONT NATURAL GAS |  |  |  |  | N | N
4065 | City of Columbus - (OH) | 7279 | O'Shaughnessy Hydro | 5959 Glick Rd | Dublin | OH | 43017 | Delaware | 40.1533 | -83.1267 | RFC | PJM | PJM Interconnection, LLC | O'Shaughnessy Reservoir | 22 | RE | 1 | Electric Utility | N |  | N |  | N |  |  | X |  | City of Columbus - (OH) | 4065 | OH | 35 |  |  | N
6949 | City of Gardner - (KS) | 7281 | Gardner Energy Center | 1150 E. Sante Fe | Gardner | KS | 66030 | Johnson | 38.8308 | -94.8903 | SPP | SWPP | Southwest Power Pool |  | 22 | RE | 1 | Electric Utility | N |  | N |  | N |  | N | X |  | City of Gardner - (KS) | 6949 | KS | 161 |  |  | N |  | SOUTHERN STAR CENTRAL GAS PIPELINE |  |  |  | N | N
14446 | Paragould Light & Water Comm | 7283 | Paragould Turbine | 1901 Jones Road | Paragould | AR | 72450 | Greene | 36.0243 | -90.5092 | SPP | SPA | Southwestern Power Administration |  | 22 | RE | 1 | Electric Utility | N |  | N |  | N |  |  | X |  | Paragould Light & Water Comm | 14446 | AR | 13.2 |  |  | N | CENTERPOINT ENERGY ARKLA |  |  |  |  | N | X
40577 | American Mun Power-Ohio, Inc | 7286 | Richard Gorsuch | 16600 State Rt. 7 South | Marietta | OH | 45750 | Washington | 39.3664 | -81.5211 | RFC | PJM | PJM Interconnection, LLC | Ohio River | 22 | RE | 1 | Electric Utility | N |  | N |  | N |  | N | X |  | Ohio Power Co | 14006 | OH | 138
56606 | Calpine New Jersey Generation LLC | 7288 | Sherman Avenue | Orchard Road | Vineland | NJ | 8360 | Cumberland | 39.451 | -75.0578 | RFC | PJM | PJM Interconnection, LLC |  | 22 | NR | 2 | IPP Non-CHP | N |  | N |  | Y | 03-85 |  | X |  | Atlantic City Electric Co | 963 | NJ | 138 |  |  | N | SOUTH JERSEY GAS COMPANY |  |  |  |  | N | N
15776 | Reedy Creek Improvement Dist | 7294 | Central Energy Plant | 5300 North Cast Drive | Lake Buena Vista | FL | 32830 | Orange | 28.4263 | -81.5809 | FRCC | FPC | Progress Energy Florida | Municipality | 22 | RE | 1 | Electric Utility | N |  | N |  | N |  | N | X |  | Reedy Creek Improvement Dist | 15776 | FL | 69 |  |  | N |  | FLORIDA GAS TRANSMISSION COMPANY |  |  |  | N | X
5860 | Empire District Electric Co | 7296 | State Line Combined Cycle | 2299 S State Line Ave | Joplin | MO | 64804 | Jasper | 37.0659 | -94.614 | SPP | SWPP | Southwest Power Pool | Municipality, Wells | 22 | RE | 1 | Electric Utility | N |  | N |  | N |  | N | X |  | Empire District Electric Co | 5860 | MO | 161 |  |  | N |  | SOUTHERN STAR CENTRAL GAS PIPELINE |  |  |  | N | N
17539 | South Carolina Electric&Gas Company | 7300 | NA 8 | unsited | unsited | SC | 0 | NOT IN FILE |  |  | SERC |  |  |  | 22 | RE | 1 | Electric Utility | N |  | N |  | N |  |  | X
6455 | Duke Energy Florida, LLC | 7302 | Hines Energy Complex | 7700 County Road 555 | Bartow | FL | 33830 | Polk | 27.7882 | -81.87 | FRCC | FPC | Progress Energy Florida | Cooling Ponds | 22 | RE | 1 | Electric Utility | N |  | N |  | N |  | N | X |  | Duke Energy Florida, Inc | 6455 | FL | 230 |  |  | N |  | FLORIDA GAS TRANSMISSION COMPANY | GULFSTREAM NATURAL GAS SYSTEM LLC |  |  | N | N
14400 | City of Palmyra - (MO) | 7304 | Palmyra Municipal 2 | 210 North Dickerson | Palmyra | MO | 63461 | Marion | 39.801 | -91.5245 | SERC | AECI | Associated Electric Cooperative, Inc. | Municipal Cooling | 22 | RE | 1 | Electric Utility | N |  | N |  | N |  | N | X |  | Associated Electric Coop, Inc | 924 |  | 69 |  |  | N | LIBERTY UTILITIES NENGC CORP | PANHANDLE EASTERN PIPELINE COMPANY |  |  |  | N | X
15783 | City of Redding - (CA) | 7307 | Redding Power | 17120 Clear Creek Road | Redding | CA | 96001 | Shasta | 40.5073 | -122.4233 | WECC | BANC | Balancing Authority of Northern California | City Of Redding | 22 | RE | 1 | Electric Utility | N |  | N |  | N |  | N | X |  | City of Redding - (CA) | 15783 | CA | 115 |  |  | N | PACIFIC GAS |  |  |  |  | N | X
15296 | New York Power Authority | 7314 | Richard M Flynn | 607 Union Ave | Holtsville | NY | 11742 | Suffolk | 40.8158 | -73.064 | NPCC | NYIS | New York Independent System Operator | Wells | 22 | RE | 1 | Electric Utility | N |  | N |  | N |  | N | X |  | Public Service Elec & Gas Co | 15477 | NJ | 138 |  |  | N | PUBLIC SERVICE ELECTRIC GAS CO |  |  |  |  | Y | N
19281 | Turlock Irrigation District | 7315 | Almond Power Plant | 4500 Crows Landing Road | Modesto | CA | 95358 | Stanislaus | 37.5744 | -120.985 | WECC | TIDC | Turlock Irrigation District | Municipality | 22 | RE | 1 | Electric Utility | N |  | N |  | N |  | N | X |  | Turlock Irrigation District | 19281 | CA | 69 |  |  | N |  | PACIFIC GAS |  |  |  | N | X
2518 | U S Bureau of Reclamation | 7317 | Buffalo Bill | n/a | Cody | WY | 82414 | Park | 44.5082 | -109.1707 | WECC | WAUW | Western Area Power Administration UGP West | Shoshone River | 22 | RE | 1 | Electric Utility | N |  | N |  | N |  |  | X |  | WAPA-- Western Area Power Administration | 27000 | WY | 69 |  |  | N
54899 | NAES Corporation - (DE) | 7318 | Van Sant Station | 125 Electric Avenue | Dover | DE | 19904 | Kent | 39.145 | -75.5482 | RFC | PJM | PJM Interconnection, LLC | No Cooling Water Emiss Ctrl On | 22 | NR | 2 | IPP Non-CHP | N |  | N |  | N |  | N | X |  | City of Dover - (DE) | 5335 | DE | 13.8 | 69 |  | N |  | EASTERN SHORE NATURAL GAS CO |  |  |  | N | X
54888 | NRG Texas Power LLC | 7325 | San Jacinto Steam Electric Station | 845 Sens Road | La Porte | TX | 77571 | Harris | 29.6948 | -95.0406 | TRE | ERCO | Electric Reliability Council of Texas, Inc. | Dupont | 22 | NR | 2 | IPP Non-CHP | N |  | N |  | N |  | N | X |  | CenterPoint Energy | 8901 | TX | 138 |  |  | N |  | KINDER MORGAN TEJAS PIPELINE LLC |  |  |  | X | X
9234 | Indiana Municipal Power Agency | 7335 | Richmond | 4752 Gates Road | Centerville | IN | 47330 | Wayne | 39.8396 | -84.9657 | RFC | PJM | PJM Interconnection, LLC |  | 22 | RE | 1 | Electric Utility | N |  | N |  | N |  | N | X |  | Indiana Michigan Power Co | 9324 | IN | 69 |  |  | N | Other - See pipeline notes. | PANHANDLE EASTERN PIPELINE COMPANY |  |  | The Local Distribution Company is Vectren | N | X
9234 | Indiana Municipal Power Agency | 7336 | Anderson | 6035 Park Road | Anderson | IN | 46011 | Madison | 40.0529 | -85.7389 | RFC | PJM | PJM Interconnection, LLC |  | 22 | RE | 1 | Electric Utility | N |  | N |  | N |  | N | X |  | Indiana Michigan Power Co | 9324 | IN | 138 |  |  | N | Other - See pipeline notes. | PANHANDLE EASTERN PIPELINE COMPANY |  |  | The Local Distribution Company is Vectren | N | X
19794 | Omya Inc | 7337 | Florence | Florence Road | Florence | VT | 5744 | Rutland | 43.7089 | -73.0631 | NPCC | ISNE | ISO New England Inc. | Pittsford Municipal Water Supp | 22 | RE | 1 | Electric Utility | N |  | N |  | N |  | N | X |  | Vermont Electric Power Co, Inc | 19792 | VT | 46 |  |  | N
16655 | City of Santa Clara - (CA) | 7338 | Grizzly | N/A | N/A | CA | 95971 | Plumas | 39.8893 | -121.2792 | WECC | CISO | California Independent System Operator | Buck Lake | 22 | RE | 1 | Electric Utility | N |  | N |  | N |  | N | X |  | City of Santa Clara - (CA) | 16655 | CA | 115 |  |  | N | [5 empty] | X | X
20315 | City of Wellington - (KS) | 7339 | Wellington 2 | 151 S. Seneca | Wellington | KS | 67152 | Sumner | 37.2678 | -97.3497 | SPP | SWPP | Southwest Power Pool |  | 22 | RE | 1 | Electric Utility | N |  | N |  | N |  |  | X |  | Westar Energy Inc | 22500 | KS | 69 |  |  | N |  | BLACK HILLS ENERGY |  |  |  | N
12341 | MidAmerican Energy Co | 7343 | George Neal South | 2761 Port Neal Circle | Salix | IA | 51052 | Woodbury | 42.3006 | -96.3617 | MRO | MISO | Midcontinent Independent Transmission System Operator, Inc.. | Missouri River | 22 | RE | 1 | Electric Utility | N |  | N |  | N |  | N | X |  | MidAmerican Energy Co | 12341 | IA | 345 |  |  | N | MIDAMERICAN ENERGY COMPANY |  |  |  |  | N | X
6455 | Duke Energy Florida, LLC | 7345 | University of Florida | Building 82, Mowry Road | Gainesville | FL | 32611 | Alachua | 29.6403 | -82.3486 | FRCC | FPC | Progress Energy Florida |  | 22 | RE | 1 | Electric Utility | N |  | N |  | N |  | N | X |  | Duke Energy Florida, Inc | 6455 | FL | 69 |  |  | N | GAINESVILLE REGIONAL UTILITIES |  |  |  |  | N | N
7140 | Georgia Power Co | 7348 | Robins | 1300 Macon Street Facility | Robins AFB | GA | 31098 | Houston | 32.5792 | -83.5822 | SERC | SOCO | Southern Company Services, Inc. - Trans |  | 22 | RE | 1 | Electric Utility | N |  | N |  | N |  | N | X |  | Georgia Power Co | 7140 | GA | 115 |  |  | N | WARNER ROBINS CITY OF |  |  |  |  | N | X
15248 | Portland General Electric Co | 7350 | Coyote Springs | 200 Ullman Blvd | Boardman | OR | 97818 | Morrow | 45.848 | -119.6739 | WECC | BPAT | Bonneville Power Administration | Wells | 22 | RE | 1 | Electric Utility | N |  | N |  | N |  | N | X |  | Bonneville Power Administration | 1738 | OR | 500 |  |  | N |  | TRANSCANADA - GAS TRANSMISSION NW |  |  |  | N
20860 | Wisconsin Public Service Corp | 7366 | Lincoln Turbines | Cedar Lane | Algoma | WI | 54201 | Kewaunee | 44.6108 | -87.5586 | MRO | MISO | Midcontinent Independent Transmission System Operator, Inc.. |  | 22 | RE | 1 | Electric Utility | N |  | N |  | N |  |  | X |  | Wisconsin Public Service Corp | 20860 | WI | 24.9 |  |  | N | [5 empty] | X
19558 | Homer Electric Assn Inc | 7367 | Bradley Lake | Bradley Lake | Homer | AK | 99603 | Kenai Peninsula | 59.7786 | -150.9401 | ASCC |  | Chugach Electric Assn Inc | Bradley Lake | 22 | RE | 1 | Electric Utility | N |  | N |  | N |  | N | X |  | Alaska Electric & Energy Coop | 49803 |  | 115 |  |  | N | [5 empty] | X
40613 | Northern California Power Agny | 7368 | Geothermal 1 | 12000 Ridge Road | Middletown | CA | 95461 | Sonoma | 38.752 | -122.7195 | WECC | CISO | California Independent System Operator | Geothermal Condensate | 22 | RE | 1 | Electric Utility | N |  | N |  | N |  |  | X |  | Pacific Gas & Electric Co | 14328 | CA | 230 |  |  | N | [5 empty] | X | X
40613 | Northern California Power Agny | 7369 | Geothermal 2 | 12000 Ridge Road | Middletown | CA | 95461 | Sonoma | 38.7492 | -122.7117 | WECC | CISO | California Independent System Operator | Geothermal Condensate | 22 | RE | 1 | Electric Utility | N |  | N |  | N |  |  | X |  | Pacific Gas & Electric Co | 14328 | CA | 230 |  |  | N | [5 empty] | X | X
2518 | U S Bureau of Reclamation | 7372 | McPhee | n/a | Cortez | CO | 81302 | Montezuma | 37.5752 | -108.574 | WECC | WACM | Western Area Power Administration - Rocky Mountain Region | McPhee Reservoir-Dolores River | 22 | RE | 1 | Electric Utility | N |  | N |  | N |  |  | X |  | WAPA-- Western Area Power Administration | 27000 | CO | 12.47 |  |  | N
2518 | U S Bureau of Reclamation | 7373 | Towaoc | n/a | Cortez | CO | 81302 | Montezuma | 37.4295 | -108.5749 | WECC | WACM | Western Area Power Administration - Rocky Mountain Region | McPhee Reservoir-Dolores River | 22 | RE | 1 | Electric Utility | N |  | N |  | N |  |  | X |  | WAPA-- Western Area Power Administration | 27000 | CO | 115 |  |  | N
13781 | Northern States Power Co - Minnesota | 7376 | Alliant Techsystems | 600 2nd St. NE | Minnetonka | MN | 55343 | Hennepin | 44.927 | -93.393 | MRO | MISO | Midcontinent Independent Transmission System Operator, Inc.. |  | 22 | RE | 1 | Electric Utility | N |  | N |  | N |  | N | X |  | Northern States Power Co - Minnesota | 13781 | MN | 13.8 |  |  | N | [5 empty] | N | N
13781 | Northern States Power Co - Minnesota | 7377 | United Health Care | 6300 Olson Memorial Hwy | Golden Valley | MN | 55427 | Hennepin | 44.9844 | -93.3608 | MRO | MISO | Midcontinent Independent Transmission System Operator, Inc.. |  | 22 | RE | 1 | Electric Utility | N |  | N |  | N |  | N | X |  |  | 13781 | MN |  |  |  | N | [5 empty] | X | X
13781 | Northern States Power Co - Minnesota | 7378 | United Hospital | 333 North Smith Ave | St. Paul | MN | 55102 | Ramsey | 44.9425 | -93.1072 | MRO | MISO | Midcontinent Independent Transmission System Operator, Inc.. |  | 622 | RE | 4 | Commercial Non-CHP | N |  | N |  | N |  | N | X |  | Northern States Power Co - Minnesota | 13781 | MN | 13.8 |  |  | N | [5 empty] | N | N
21554 | Seminole Electric Cooperative Inc | 7380 | Midulla Generating Station | 6697 County Road 663 | Bowling Green | FL | 33834 | Hardee | 27.6417 | -81.9625 | FRCC | SEC | Seminole Electric Cooperative | Wells | 22 | RE | 1 | Electric Utility | N |  | N |  | N |  | N | X |  | Seminole Electric Cooperative Inc | 21554 |  | 230 |  |  | N |  | FLORIDA GAS TRANSMISSION COMPANY | GULFSTREAM NATURAL GAS SYSTEM LLC |  |  | N
7601 | Green Mountain Power Corp | 7381 | Searsburg Wind Turbine | 528 Sleepy Hollow Road | Searsburg | VT | 5363 | Bennington | 42.8625 | -72.9628 | NPCC | ISNE | ISO New England Inc. |  | 22 | RE | 1 | Electric Utility | N |  | N |  | N |  |  | X |  | Green Mountain Power Corp | 7601 | VT | 34.5 |  |  | N
15229 | City of Poplar Bluff - (MO) | 7392 | Poplar Bluff Generating Station | 112 Johnson Drive | Poplar Bluff | MO | 63901 | Butler | 36.7597 | -90.3903 | SPP | SWPP | Southwest Power Pool | Municipality | 22 | RE | 1 | Electric Utility | N |  | N |  | N |  | N | X |  | City of Poplar Bluff - (MO) | 15229 | MO | 13.2 |  |  | N |  | LACLEDE GAS COMPANY |  |  |  | N
10628 | City of Lakin - (KS) | 7393 | Lakin Municipal | 121 N Main | Lakin | KS | 67860 | Kearny | 37.942 | -101.2499 | SPP | SWPP | Southwest Power Pool | Municipality | 22 | RE | 1 | Electric Utility | N |  | N |  | N |  |  | X |  | City of Lakin - (KS) | 10628 | KS | 4.16 |  |  | N | LAKIN CITY OF | LAKIN CITY OF |  |  |  | N | X
7370 | City of Gonzales - (TX) | 7394 | Gonzales Hydro Plant | 200 Water St | Gonzales | TX | 78629 | Gonzales | 29.4972 | -97.4552 | TRE | ERCO | Electric Reliability Council of Texas, Inc. | Municipality | 22 | RE | 1 | Electric Utility | N |  | N |  | N |  | N | X |  | City of Gonzales - (TX) | 7370 | TX | 350 |  |  | N
3477 | City of Chicopee - (MA) | 7396 | Front Street | 725 Front Street | Chicopee | MA | 1020 | Hampden | 42.1483 | -72.5911 | NPCC | ISNE | ISO New England Inc. | Municipality | 22 | RE | 1 | Electric Utility | N |  | N |  | N |  | N | X |  | City of Chicopee - (MA) | 3477 | MA | 13.8 |  |  | N | [5 empty] | X | X
3329 | Borough of Chambersburg | 7397 | Falling Spring | 160 North Second Street | Chambersburg | PA | 17201 | Franklin | 39.9389 | -77.6583 | RFC | PJM | PJM Interconnection, LLC | Closed Loop - City Water | 22 | RE | 1 | Electric Utility | N |  | N |  | N |  |  | X |  | Borough of Chambersburg | 3329 | PA | 69 |  |  | N | CHAMBERSBURG BOROUGH OF |  |  |  |  | N | X
1366 | City of Bay City - (MI) | 7398 | Water Street Station | 900 S. Water Street | Bay City | MI | 48708 | Bay | 43.5828 | -83.8967 | RFC | MISO | Midcontinent Independent Transmission System Operator, Inc.. | City of Bay City (Municipal) | 22 | RE | 1 | Electric Utility | N |  | N |  | N |  | N | X |  | City of Bay City - (MI) | 1366 | MI | 46 | 8.3 |  | N | CONSUMERS ENERGY COMPANY |  |  |  |  | N | X
1366 | City of Bay City - (MI) | 7399 | Henry Station | 619 S. Henry Street | Bay City | MI | 48706 | Bay | 43.5951 | -83.8999 | RFC | MISO | Midcontinent Independent Transmission System Operator, Inc.. | City of Bay City (Municipal) | 22 | RE | 1 | Electric Utility | N |  | N |  | N |  | N | X |  | City of Bay City - (MI) | 1366 | MI | 46 | 8.3 |  | N | CONSUMERS ENERGY COMPANY |  |  |  |  | N | X
16560 | City of Salisbury - (MO) | 7400 | Salisbury City of | 128 W 2nd Street | Salisbury | MO | 65281 | Chariton | 39.4236 | -92.8028 | SERC | SWPP | Southwest Power Pool |  | 22 | RE | 1 | Electric Utility | N |  | N |  | N |  | N | X |  | Kansas City Power & Light Co | 10000 | MO | 34.5 |  |  | N | [5 empty] | N
17035 | City of Shelbina - (MO) | 7405 | Shelbina Power #1 | 410 W. Chestnut | Shelbina | MO | 63468 | Shelby | 39.6948 | -92.047 | SERC | AECI | Associated Electric Cooperative, Inc. |  | 22 | RE | 1 | Electric Utility | N |  | N |  | N |  |  | X |  | Northeast Missouri El Pwr Coop | 13738 |  | 69 |  |  | N | [5 empty] | X | X
17035 | City of Shelbina - (MO) | 7406 | Shelbina Power #2 | 410 W. Chestnut | Shelbina | MO | 63468 | Shelby | 39.6948 | -92.0467 | SERC | AECI | Associated Electric Cooperative, Inc. |  | 22 | RE | 1 | Electric Utility | N |  | N |  | N |  |  | X |  | Northeast Missouri El Pwr Coop | 13738 |  | 69 |  |  | N | [5 empty] | X | X
14600 | Payson City Corporation | 7408 | Payson | 1100 North 100 East | Payson | UT | 84651 | Utah | 40.0608 | -111.7302 | WECC | PACE | PacifiCorp - East | Municipality | 22 | RE | 1 | Electric Utility | N |  | N |  | N |  |  | X |  | Payson City Corporation | 14600 | UT | 4.1 |  |  | N | QUESTAR GAS COMPANY |  |  |  |  | N | N
40437 | Emerald People's Utility Dist | 7413 | Short Mountain | 84777 Dillard Access Road | Eugene | OR | 97405 | Lane | 43.9621 | -122.9974 | WECC | PACW | PacifiCorp - West | Willamette Water Co | 22 | RE | 1 | Electric Utility | N |  | N |  | N |  |  | X |  | Emerald People's Utility Dist | 40437 | OR | 20.8 |  |  | N
219 | Alaska Power and Telephone Co | 7414 | Thorne Bay Plant | 401 7th Street | Craig | AK | 99919 | Prince of Wales Ketchikan | 55.6859 | -132.5289 | ASCC |  |  |  | 22 | RE | 1 | Electric Utility | N |  | N |  | N |  | N | X |  | Alaska Power and Telephone Co | 219 | AK | 4.16 |  |  | N
10622 | City of Lakefield - (MN) | 7415 | Lakefield Utilities | 402 Mill Road East | Lakefield | MN | 56150 | Jackson | 43.6742 | -95.1706 | MRO | MISO | Midcontinent Independent Transmission System Operator, Inc.. | Wells | 22 | RE | 1 | Electric Utility | N |  | N |  | N |  |  | X |  | City of Lakefield - (MN) | 10622 | MN | 4.16 |  |  | N
17828 | City of Springfield - (IL) | 7425 | Interstate | 3570 Ridgely Road | Springfield | IL | 62707 | Sangamon | 39.8233 | -89.5891 | SERC | MISO | Midcontinent Independent Transmission System Operator, Inc.. |  | 22 | RE | 1 | Electric Utility | N |  | N |  | N |  | N | X |  | City of Springfield - (IL) | 17828 | IL | 138 |  |  | N |  | PANHANDLE EASTERN PIPELINE COMPANY |  |  |  | N | X
10944 | PUD No 1 of Lewis County | 7427 | Cowlitz Falls | 1379 Falls Road | Randle | WA | 98377 | Lewis | 46.4661 | -122.1097 | WECC | BPAT | Bonneville Power Administration | Cowlitz River | 22 | RE | 1 | Electric Utility | N |  | N |  | N |  |  | X |  | Bonneville Power Administration | 1738 | WA | 230 |  |  | N
6710 | Town of Edenton - (NC) | 7429 | Edenton Generators | 523 Soundside Rd | Edenton | NC | 27932 | Chowan | 36.0286 | -76.5719 | SERC | PJM | PJM Interconnection, LLC |  | 22 | RE | 1 | Electric Utility | N |  | N |  | N |  | N | X |  | Town of Edenton - (NC) | 6710 | NC | 12.5 |  |  | N | [5 empty] | X | X
13788 | Northern Wasco County PUD | 7431 | Dalles Dam North Fishway Project | The Dalles Federal Dam | The Dalles | OR | 97058 | Wasco | 45.6144 | -121.1369 | WECC | BPAT | Bonneville Power Administration | Columbia River | 22 | RE | 1 | Electric Utility | N |  | Y | QF12-338 | N |  | N | X |  | PUD No 1 of Klickitat County | 10393 | WA | 12.3 |  |  | N | [5 empty] | X | X
14276 | City of Oxford - (KS) | 7432 | Oxford (KS) | 804 N Water St | Oxford | KS | 67119 | Sumner | 37.2758 | -97.1636 | SPP | SWPP | Southwest Power Pool | Municipality | 22 | RE | 1 | Electric Utility | N |  | N |  | N |  | N | X |  | City of Oxford - (KS) | 14276 | KS | 12 |  |  | N | [5 empty] | X | X
19798 | City of Vernon | 7436 | Vernon | 4990 Seville Avenue | Vernon | CA | 90058 | Los Angeles | 33.9986 | -118.2219 | WECC | CISO | California Independent System Operator | Municipality | 22 | RE | 1 | Electric Utility | N |  | N |  | N |  | N | X |  | City of Vernon | 19798 | CA | 66 |  |  | N | [5 empty] | X | X
6915 | Galena Electric Utility | 7437 | Galena Electric Utility | 100 Antoski Drive | Galena | AK | 99741 | Yukon Koyukuk | 64.7442 | -156.8736 | ASCC |  |  |  | 22 | RE | 1 | Electric Utility | N |  | N |  | N |  | N | X |  | Galena Electric Utility | 6915 | AK | 4.16 |  |  | N | [5 empty] | X | X
11560 | City of Manassas - (VA) | 7438 | Church Street Plant | 8885 Church Street | Manassas | VA | 20110 | Prince William | 38.7523 | -77.4629 | SERC | PJM | PJM Interconnection, LLC |  | 22 | RE | 1 | Electric Utility | N |  | N |  | N |  | N | X |  | City of Manassas - (VA) | 11560 | VA | 13.2 |  |  | N | [5 empty] | X | X
11560 | City of Manassas - (VA) | 7439 | Godwin Drive Plant | 9898 Godwin Drive | Manassas | VA | 20110 | Prince William | 38.7405 | -77.5081 | SERC | PJM | PJM Interconnection, LLC |  | 22 | RE | 1 | Electric Utility | N |  | N |  | N |  | N | X |  | City of Manassas - (VA) | 11560 | VA | 13.2 |  |  | N | [5 empty] | X | X
11560 | City of Manassas - (VA) | 7440 | VMEA 1 Credit Gen | 9898 Godwin Drive | Manassas | VA | 20110 | Prince William | 38.7405 | -77.5081 | SERC | PJM | PJM Interconnection, LLC |  | 22 | RE | 1 | Electric Utility | N |  | N |  | N |  | N | X |  | City of Manassas - (VA) | 11560 | VA | 13.2 |  |  | N | [5 empty] | X | X
11560 | City of Manassas - (VA) | 7441 | VMEA Peaking Gen | 9898 Godwin Drive | Manassas | VA | 20110 | Prince William | 38.7405 | -77.5081 | SERC | PJM | PJM Interconnection, LLC |  | 22 | RE | 1 | Electric Utility | N |  | N |  | N |  | N | X |  | City of Manassas - (VA) | 11560 | VA | 13.2 |  |  | N | [5 empty] | X | X
15321 | City of Pratt- (KS) | 7447 | Pratt 2 | 328 West 10th Street | Pratt | KS | 67124 | Pratt | 37.6356 | -98.745 | SPP | SWPP | Southwest Power Pool | Municipality | 22 | RE | 1 | Electric Utility | N |  | N |  | N |  |  | X |  | City of Pratt- (KS) | 15321 | KS | 115 |  |  | N | KANSAS GAS SERVICE COMPANY |  |  |  |  | N
40613 | Northern California Power Agny | 7449 | Combustion Turbine Project No 2 | 12751 N. Thornton Road | Lodi | CA | 95242 | San Joaquin | 38.0881 | -121.3869 | WECC | CISO | California Independent System Operator | Treatment Plant Effluent | 22 | RE | 1 | Electric Utility | N |  | N |  | N |  |  | X |  | Pacific Gas & Electric Co | 14328 | CA | 230 |  |  | N |  | PACIFIC GAS |  |  |  | N
40613 | Northern California Power Agny | 7450 | Alameda | 2900 Main Street | Alameda | CA | 94501 | Alameda | 37.7886 | -122.2889 | WECC | CISO | California Independent System Operator | Municipality | 22 | RE | 1 | Electric Utility | N |  | N |  | N |  |  | X |  | City of Alameda | 207 | CA | 115 |  |  | N | PACIFIC GAS |  |  |  |  | N
40613 | Northern California Power Agny | 7451 | Lodi | 2131 West Turner Road | Lodi | CA | 95240 | San Joaquin | 38.1466 | -121.3005 | WECC | CISO | California Independent System Operator |  | 22 | RE | 1 | Electric Utility | N |  | N |  | N |  |  | X |  | City of Lodi - (CA) | 11124 | CA | 115 |  |  | N |  | PACIFIC GAS |  |  |  | N
16295 | City of Roseville - (CA) | 7452 | Roseville | 2155 Nichols Blvd. | Lincoln | CA | 95240 | Placer | 38.8107 | -121.3238 | WECC | CISO | California Independent System Operator | Municipality | 22 | RE | 1 | Electric Utility | N |  | N |  | N |  | N | X |  | City of Roseville - (CA) | 16295 | CA | 60 |  |  | N |  | PACIFIC GAS |  |  |  | N | X
20169 | Avista Corp | 7456 | Rathdrum | 5999 W Boekel Road | Rathdrum | ID | 83858 | Kootenai | 47.8043 | -116.8673 | WECC | AVA | Avista Corporation |  | 22 | RE | 1 | Electric Utility | N |  | N |  | N |  | N | X |  | Avista Corp | 20169 | ID | 115 |  |  | N |  | TRANSCANADA - GAS TRANSMISSION NW |  |  |  | N | X
918 | City of Aspen- (CO) | 7458 | Basalt | 14151 Frying Pan Road | Aspen | CO | 81611 | Eagle | 39.3631 | -106.8219 | WECC | PSCO | Public Service Company of Colorado | Fryingpan River | 22 | RE | 1 | Electric Utility | N |  | N |  | N |  | N | X |  | Holy Cross Electric Assn, Inc | 8773 | CO | 25 |  |  | N
18963 | Inside Passage Elec Coop, Inc | 7462 | Angoon | 413 Katanook Way | Angoon | AK | 99820 | Skagway Hoonah Angoon | 57.4992 | -134.5861 | ASCC |  |  |  | 22 | RE | 1 | Electric Utility | N |  | N |  | N |  | N | X |  | Inside Passage Elec Coop, Inc | 18963 | AK | 765 |  |  | N
18963 | Inside Passage Elec Coop, Inc | 7463 | Hoonah | 681 White Alice Rd | Hoonah | AK | 99829 | Skagway Hoonah Angoon | 58.1064 | -135.4307 | ASCC |  |  |  | 22 | RE | 1 | Electric Utility | N |  | N |  | N |  | N | X |  | Inside Passage Elec Coop, Inc | 18963 | AK | 7.2 |  |  | N
18963 | Inside Passage Elec Coop, Inc | 7464 | Kake | Keku Road | Kake | AK | 99830 | Wrangell Petersburg | 56.963 | -133.9226 | ASCC |  |  |  | 22 | RE | 1 | Electric Utility | N |  | N |  | N |  | N | X |  | Inside Passage Elec Coop, Inc | 18963 | AK | 765 |  |  | N
18963 | Inside Passage Elec Coop, Inc | 7466 | Klawock | 111 Bayview Street | Ketchikan | AK | 99925 | Prince of Wales Ketchikan | 55.5578 | -132.9814 | ASCC |  |  |  | 22 | RE | 1 | Electric Utility | N |  | N |  | N |  |  | X
11481 | City of Madison - (NE) | 7469 | Madison Utilities | 110 West 1st | Madison | NE | 68748 | Madison | 41.8298 | -97.4563 | SPP | SWPP | Southwest Power Pool | City Water Well | 22 | RE | 1 | Electric Utility | N |  | N |  | N |  | N | X |  | City of Madison - (NE) | 11481 | NE | 34.5 |  |  | N | BLACK HILLS ENERGY | Tallgrass Interstate Gas Transmission |  |  |  | N | X
11626 | City of Marceline - (MO) | 7470 | Marceline | 126 E Chicago | Marciline | MO | 64658 | Linn | 39.7169 | -92.9458 | SERC | MISO | Midcontinent Independent Transmission System Operator, Inc.. | Municipality | 22 | RE | 1 | Electric Utility | N |  | N |  | N |  | N | X |  | City of Marceline - (MO) | 11626 | MO | 69 |  |  | N | EMPIRE DISTRICT GAS |  |  |  |  | X | X
16198 | City of Rock Falls - (IL) | 7474 | Upper Sterling | 811 East 2nd Street | Rock Falls | IL | 61071 | Whiteside | 41.7871 | -89.6775 | RFC | MISO | Midcontinent Independent Transmission System Operator, Inc.. | Municipality Wells | 22 | RE | 1 | Electric Utility | N |  | N |  | N |  | N | X |  | City of Rock Falls - (IL) | 16198 | IL | 34.5 |  |  | N | NICOR GAS |  |  |  |  | N | N
14164 | City of Orangeburg - (SC) | 7479 | North Road Peak | 3990 North Road | Oangeburg | SC | 29115 | Orangeburg | 33.5452 | -80.9109 | SERC | SCEG | South Carolina Electric & Gas Company | Municipality | 22 | RE | 1 | Electric Utility | N |  | N |  | N |  | N | X |  | City of Orangeburg - (SC) | 14164 | SC | 115 |  |  | N | [5 empty] | X | X
14164 | City of Orangeburg - (SC) | 7480 | Rowesville Rd Plant | 369 Gulbrandsen Road | Orangeburg | SC | 29115 | Orangeburg | 33.4366 | -80.8474 | SERC | SCEG | South Carolina Electric & Gas Company |  | 22 | RE | 1 | Electric Utility | N |  | N |  | N |  | N | X |  | City of Orangeburg - (SC) | 14164 | SC | 115 |  |  | N | ORANGEBURG DEPT OF PUB UTIL |  |  |  |  | N | N
20848 | City of Blue Hill - (NE) | 7481 | City Light & Water | 509 South Williams | Blue Hill | NE | 68930 | Webster | 40.328 | -98.4503 | MRO | SWPP | Southwest Power Pool |  | 22 | RE | 1 | Electric Utility | N |  | N |  | N |  | N | X |  | WAPA-- Western Area Power Administration | 27000 | NE | 12.5 |  |  | N
26616 | North Slope Borough Power & Light | 7482 | NSB Atqasuk Utility | 106 Tikigluk | Atqasuk | AK | 99791 | North Slope | 70.4826 | -157.4252 | ASCC |  |  |  | 22 | RE | 1 | Electric Utility | N |  | N |  | N |  | N | X |  | North Slope Borough Power & Light | 26616 | AK | 4.16 |  |  | N | ALPINE NATURAL GAS INC |  |  |  |  | N | N
26616 | North Slope Borough Power & Light | 7483 | NSB Kaktovik Utility | 439 Fourth Street | Kaktovik | AK | 99747 | North Slope | 70.1256 | -143.619 | ASCC |  |  |  | 22 | RE | 1 | Electric Utility | N |  | N |  | N |  | N | X |  | North Slope Borough Power & Light | 26616 | AK | 4.16 |  |  | N | [5 empty] | N | N
26616 | North Slope Borough Power & Light | 7484 | NSB Nuiqsut Utility | 3300 Anaktuvuk Street | Nuiqsut | AK | 99789 | North Slope | 70.2206 | -150.9935 | ASCC |  |  |  | 22 | RE | 1 | Electric Utility | N |  | N |  | N |  | N | X |  | North Slope Borough Power & Light | 26616 | AK | 4.16 |  |  | N | ALPINE NATURAL GAS INC |  |  |  |  | N | N
26616 | North Slope Borough Power & Light | 7485 | NSB Point Hope Utility | 1737 Qalgi Ave | Pt Hope | AK | 99766 | North Slope | 68.3484 | -166.7372 | ASCC |  |  |  | 22 | RE | 1 | Electric Utility | N |  | N |  | N |  | N | X |  | North Slope Borough Power & Light | 26616 | AK | 4.16 |  |  | N | [5 empty] | N | N
26616 | North Slope Borough Power & Light | 7486 | NSB Point Lay Utility | 109 Tuttunniaqvik Street | PT Lay | AK | 99759 | North Slope | 69.7408 | -163.0058 | ASCC |  |  |  | 22 | RE | 1 | Electric Utility | N |  | N |  | N |  | N | X |  | North Slope Borough Power & Light | 26616 | AK | 4.16 |  |  | N | [5 empty] | N | N
26616 | North Slope Borough Power & Light | 7487 | NSB Anaktuvuk Pass | 1024 Summer | Anaktuvuk Pass | AK | 99721 | North Slope | 68.138 | -151.741 | ASCC |  |  |  | 22 | RE | 1 | Electric Utility | N |  | N |  | N |  | N | X |  | North Slope Borough Power & Light | 26616 | AK | 4.16 |  |  | N | [5 empty] | N | N
26616 | North Slope Borough Power & Light | 7488 | NSB Wainwright Utility | 117 Summer Rd | Wainwright | AK | 99782 | North Slope | 70.6429 | -160.0205 | ASCC |  |  |  | 22 | RE | 1 | Electric Utility | N |  | N |  | N |  | N | X |  | North Slope Borough Power & Light | 26616 | AK | 12.47 |  |  | N | [5 empty] | N | N
19397 | City of Ukiah - (CA) | 7489 | Lake Mendocino | 1229 Lake Mendocino Drive | Ukiah | CA | 95482 | Mendocino | 39.1972 | -123.1856 | WECC | CISO | California Independent System Operator | Lake Mendocino | 22 | RE | 1 | Electric Utility | N |  | N |  | N |  | N | X |  | City of Ukiah - (CA) | 19397 | CA | 12 |  |  | N | [5 empty] | X | X
9897 | City of King Cove | 7493 | King Cove | 10000 Windy Walkway | King Cove | AK | 99612 | Aleutians East | 55.0617 | -162.3103 | ASCC |  |  | Delta Creek | 22 | RE | 1 | Electric Utility | N |  | N |  | N |  | N | X |  | City of King Cove | 9897 | AK | 480 |  |  | N | [5 empty] | N | N
4562 | City of Croswell - (MI) | 7497 | Croswell | 100 North Howard Ave | Croswell | MI | 48422 | Sanilac | 43.2719 | -82.6139 | RFC | MISO | Midcontinent Independent Transmission System Operator, Inc.. | Municipality/Wells | 22 | RE | 1 | Electric Utility | N |  | N |  | N |  | N | X |  | City of Croswell - (MI) | 4562 | MI | 40 |  |  | N | SEMCO ENERGY GAS COMPANY |  |  |  |  | N
15371 | Town of Princeton - (MA) | 7501 | Princeton Wind Farm | Westminster Road | Princeton | MA | 1541 | Worcester | 42.4789 | -71.9 | NPCC | ISNE | ISO New England Inc. |  | 22 | RE | 1 | Electric Utility | N |  | N |  | N |  | N | X |  | Town of Princeton - (MA) | 15371 | MA | 13.8 |  |  | N | [5 empty] | X | X
19454 | City of Unalaska - (AK) | 7502 | Dutch Harbor | 1732 East Point Road | Dutch Harbor | AK | 99692 | Aleutians West | 53.8925 | -166.5382 | ASCC |  |  | Sea Water Cooling | 22 | RE | 1 | Electric Utility | N |  | N |  | N |  | N | X |  | City of Unalaska - (AK) | 19454 | AK | 4.16 |  |  | N | [5 empty] | N | X
19454 | City of Unalaska - (AK) | 7503 | Unalaska Power Module | 1035 East Broadway | Unalaska | AK | 99685 | Aleutians West | 53.864 | -166.5126 | ASCC |  |  | Self Contained | 22 | RE | 1 | Electric Utility | N |  | N |  | N |  | N | X |  | City of Unalaska - (AK) | 19454 | AK | 4.16 |  |  | N | [5 empty] | N | X
19545 | Black Hills Power, Inc. d/b/a | 7504 | Neil Simpson II | 13151 Highway 51 | Gillette | WY | 82718 | Campbell | 44.2856 | -105.3833 | WECC | WACM | Western Area Power Administration - Rocky Mountain Region | Wells | 22 | RE | 1 | Electric Utility | N |  | N |  | N |  | N | X |  | Black Hills Power Inc | 19545 | WY | 69 |  |  | N |  | Other - Please explain in pipeline notes below. |  |  | Neil Simpson Steam 2 start up gas & Neil Simpson GT1 natural gas is supplied by pipeline owned by Black Hills and is operated by Black Hills Service Co. | N | X
14232 | Otter Tail Power Co | 7505 | Fergus Control Ctr | 224 E. Washington Avenue | Fergus Falls | MN | 56537 | Otter Tail | 46.2807 | -96.0704 | MRO | MISO | Midcontinent Independent Transmission System Operator, Inc.. |  | 22 | RE | 1 | Electric Utility | N |  | N |  | N |  | N | X |  | Otter Tail Power Co | 14232 | MN | 41.6 |  |  | N | [5 empty] | X | X
21140 | Yuba County Water Agency | 7507 | Deadwood Creek | US Forest Service Land | Dobbins | CA | 95930 | Yuba | 39.53 | -121.0958 | WECC | CISO | California Independent System Operator | Deadwood Creek | 22 | RE | 1 | Electric Utility | N |  | N |  | N |  |  | X |  | Pacific Gas & Electric Co | 14328 | CA | 115 |  |  | N | [5 empty] | N | X
6013 | Eugene Water & Electric Board | 7508 | Stone Creek | N/A | Estacada | OR | 97023 | Clackamas | 45.0811 | -121.8866 | WECC | PGE | Portland General Electric Company | South Fork Clackamas River | 22 | RE | 1 | Electric Utility | N |  | N |  | N |  | N | X |  | City of Eugene - (OR) | 6022 | OR | 115 |  |  | N | [5 empty] | N | X
13788 | Northern Wasco County PUD | 7511 | McNary Dam Fish Attraction Project | McNary Federal Dam | Plymouth | WA | 99346 | Benton | 45.94 | -119.2991 | WECC | BPAT | Bonneville Power Administration | Columbia River | 22 | RE | 1 | Electric Utility | N |  | N |  | N |  | N | X |  | Bonneville Power Administration | 1738 | WA | 115 |  |  | N | [5 empty] | X | X
16604 | City of San Antonio - (TX) | 7512 | Arthur Von Rosenberg | 15290 Streich Rd. | Elmendorf | TX | 78112 | Bexar | 29.257 | -98.384 | TRE | ERCO | Electric Reliability Council of Texas, Inc. | San Antonio River | 22 | RE | 1 | Electric Utility | N |  | N |  | N |  | N | X |  | City of San Antonio - (TX) | 16604 | TX | 345 |  |  | N |  | ENTERPRISE TEXAS PIPELINE | ENTERPRISE TEXAS PIPELINE |  |  | N | X
1984 | ReEnergy Fort Fairfield LLC | 7513 | ReEnergy Fort Fairfield | Cheney Grove Road | Fort Fairfield | ME | 4742 | Aroostook | 46.7728 | -67.8485 | NPCC | NBSO | New Brunswick System Operator | Municipality | 22 | NR | 2 | IPP Non-CHP | N |  | N |  | Y | 99-39-000 | Y | Y | OP | Emera Maine | 1179 | ME | 69 |  |  | N | [5 empty] | N | N
12208 | City of McPherson - (KS) | 7515 | McPherson 3 | 1486 17th Avenue | McPherson | KS | 67460 | McPherson | 38.3893 | -97.6111 | SPP | SWPP | Southwest Power Pool | Municipality | 22 | RE | 1 | Electric Utility | N |  | N |  | N |  | N | X |  | City of McPherson - (KS) | 12208 | KS | 115 |  |  | N | KANSAS GAS SERVICE COMPANY |  |  |  |  | N | N
16534 | Sacramento Municipal Util Dist | 7526 | Solano Wind | Highway 12 | Rio Vista | CA | 94512 | Solano | 38.1164 | -121.769 | WECC | CISO | California Independent System Operator |  | 22 | RE | 1 | Electric Utility | N |  | N |  | N |  | N | X |  | Pacific Gas & Electric Co | 14328 | CA | 230 |  |  | N
16534 | Sacramento Municipal Util Dist | 7527 | Carson Ice-Gen Project | Franklin Blvd | Sacramento | CA | 95758 | Sacramento | 38.4457 | -121.4624 | WECC | BANC | Balancing Authority of Northern California | Sacramento County Water | 22 | RE | 1 | Electric Utility | N |  | N |  | N |  | N | X |  | Sacramento Municipal Util Dist | 16534 | CA | 69 |  |  | N |  | PACIFIC GAS |  |  |  | N
19876 | Virginia Electric & Power Co | 7537 | North Branch (WV) | 2000 Energy Way | Gormania | WV | 26707 | Grant | 39.2633 | -79.3308 | RFC | PJM | PJM Interconnection, LLC | Air Cooled Condensor | 22 | RE | 1 | Electric Utility | N |  | N |  | N |  | N | X |  | Virginia Electric & Power Co | 19876 | VA | 115
3046 | Duke Energy Progress - (NC) | 7538 | Wayne County | 1199 Black Church Road | Goldsboro | NC | 27530 | Wayne | 35.3758 | -78.0981 | SERC | CPLE | Progress Energy Carolinas - EAST | Quaker Neck Lake | 22 | RE | 1 | Electric Utility | N |  | N |  | N |  | N | X |  | Duke Energy Progress - (NC) | 3046 | NC | 230 |  |  | N | PIEDMONT NATURAL GAS |  |  |  |  | N | N
3046 | Duke Energy Progress - (NC) | 7539 | NA 1 (NC) | unsited | unsited | NC | 0 | NOT IN FILE |  |  | SERC | CPLE | Progress Energy Carolinas - EAST |  | 22 | RE | 1 | Electric Utility | N |  | N |  | N |  |  | X |  | Progress Energy Carolinas Inc | 3046 | NC |  |  |  | N | [5 empty] | X | X
2518 | U S Bureau of Reclamation | 7541 | Spirit Mountain | n/a | Cody | WY | 82414 | Park | 44.5127 | -109.1299 | WECC | WAUW | Western Area Power Administration UGP West | Shoshone River | 22 | RE | 1 | Electric Utility | N |  | N |  | N |  |  | X |  | WAPA-- Western Area Power Administration | 27000 | WY | 69 |  |  | N
14077 | Oklahoma Municipal Power Authority | 7545 | Kaw Hydro | 9683 Fisherman's Bend Road | Ponca City | OK | 74604 | Kay | 36.6994 | -96.9278 | SPP | SWPP | Southwest Power Pool | Kaw Reservoir | 22 | RE | 1 | Electric Utility | N |  | N |  | N |  |  | X |  | City of Ponca City - (OK) | 15202 | OK | 69 |  |  | N | [5 empty] | N | X
14077 | Oklahoma Municipal Power Authority | 7546 | Ponca City | 1420 N. Union | Ponca City | OK | 74601 | Kay | 36.7198 | -97.0858 | SPP | SWPP | Southwest Power Pool | Municipality | 22 | RE | 1 | Electric Utility | N |  | N |  | N |  |  | X |  | City of Ponca City - (OK) | 15202 | OK | 69 |  |  | N | OKLAHOMA NATURAL GAS CO |  |  |  |  | N | X
20255 | Weber Basin Water Conserv Dist | 7548 | Causey | 14875 East Causey | South Fork | UT | 84317 | Weber | 41.2972 | -111.5888 | WECC | PACE | PacifiCorp - East | Causey Reservoir | 22 | RE | 1 | Electric Utility | N |  | N |  | N |  | N | X |  | PacifiCorp | 14354 | UT | 12.5 |  |  | N | [5 empty] | N | X
20847 | Wisconsin Electric Power Co | 7549 | Milwaukee County | 9250 Watertown Plank Road | Wauwatosa | WI | 53226 | Milwaukee | 43.046 | -88.0281 | RFC | MISO | Midcontinent Independent Transmission System Operator, Inc.. | Municipality | 22 | RE | 1 | Electric Utility | N |  | N |  | N |  | N | X |  | Wisconsin Electric Power Co | 20847 | WI | 24.9 |  |  | N |  | ANR PIPELINE COMPANY |  |  |  | X
16534 | Sacramento Municipal Util Dist | 7551 | SCA Cogen 2 | Fruitrige Rd | Sacramento | CA | 95824 | Sacramento | 38.5309 | -121.4001 | WECC | BANC | Balancing Authority of Northern California | Sacramento City Water | 22 | RE | 1 | Electric Utility | N |  | N |  | N |  | N | X |  | Sacramento Municipal Util Dist | 16534 | CA | 230 |  |  | N |  | PACIFIC GAS |  |  |  | N
16534 | Sacramento Municipal Util Dist | 7552 | SPA Cogen 3 | Freeport Blvd | Sacramento | CA | 95824 | Sacramento | 38.511 | -121.4735 | WECC | BANC | Balancing Authority of Northern California | Sacramento City Water | 22 | RE | 1 | Electric Utility | N |  | N |  | N |  | N | X |  | Sacramento Municipal Util Dist | 16534 | CA | 230 |  |  | N |  | PACIFIC GAS |  |  |  | N
13334 | City of Nebraska City | 7555 | Nebraska City # 2 | Industrial Rd & Bagel Dr | Nebraska | NE | 68410 | Otoe | 40.6661 | -95.8683 | MRO | SWPP | Southwest Power Pool | Municipality | 22 | RE | 1 | Electric Utility | N |  | N |  | N |  | N | X |  | Omaha Public Power District | 14127 | NE | 69 |  |  | N |  | NATURAL GAS PL CO OF AMERICA |  |  |  | N
56076 | State Farm Insurance | 7556 | State Farm | 2102 E. Hamilton Rd. | Bloomington | IL | 61791 | McLean | 40.4535 | -88.9605 | RFC | MISO | Midcontinent Independent Transmission System Operator, Inc.. |  | 518 | NR | 4 | Commercial Non-CHP | N |  | N |  | N |  | N | X |  | Ameren Illinois Company | 56697 | IL | 138 |  |  | N | [5 empty] | N | X
40577 | American Mun Power-Ohio, Inc | 7575 | Bowling Green | 901 Dunbridge Rd | Bowling Green | OH | 43402 | Wood | 41.3822 | -83.6113 | RFC | PJM | PJM Interconnection, LLC |  | 22 | RE | 1 | Electric Utility | N |  | N |  | N |  | N | X |  | City of Bowling Green - (OH) | 2054 | OH | 12.47 |  |  | N | [5 empty] | X | X
40577 | American Mun Power-Ohio, Inc | 7576 | Engle | 2550 Bailey Rd. | Cuyahoga Falls | OH | 44221 | Summit | 41.1428 | -81.4706 | RFC | PJM | PJM Interconnection, LLC |  | 22 | RE | 1 | Electric Utility | N |  | N |  | N |  | N | X |  | City of Cuyahoga Falls - (OH) | 4683 | OH | 12.47 |  |  | N | [5 empty] | X | X
40577 | American Mun Power-Ohio, Inc | 7577 | Jackson (OH) | 17 Industry dr. | Jackson | OH | 45640 | Jackson | 39.0441 | -82.6101 | RFC | PJM | PJM Interconnection, LLC |  | 22 | RE | 1 | Electric Utility | N |  | N |  | N |  | N | X |  | City of Jackson - (OH) | 9598 | OH | 13.2 |  |  | N | [5 empty] | X | X
40577 | American Mun Power-Ohio, Inc | 7578 | Napoleon | 1939 Co. Rd. 12 | Napoleon | OH | 43545 | Henry | 41.4106 | -84.0967 | RFC | PJM | PJM Interconnection, LLC |  | 22 | RE | 1 | Electric Utility | N |  | N |  | N |  | N | X |  | City of Napoleon - (OH) | 13209 | OH | 12.47 |  |  | N | [5 empty] | X | X
40577 | American Mun Power-Ohio, Inc | 7579 | Niles | 1000 Belmont Ave. | Niles | OH | 44446 | Trumbull | 41.168 | -80.7529 | RFC | PJM | PJM Interconnection, LLC |  | 22 | RE | 1 | Electric Utility | N |  | N |  | N |  | N | X |  | City of Niles - (OH) | 13602 | OH | 12.47 |  |  | N | [5 empty] | X | X
40577 | American Mun Power-Ohio, Inc | 7580 | Wadsworth | 975 Airport Dr. | Wadsworth | OH | 44281 | Medina | 41.0039 | -81.7622 | RFC | PJM | PJM Interconnection, LLC |  | 22 | RE | 1 | Electric Utility | N |  | N |  | N |  | N | X |  | City of Wadsworth - (OH) | 19951 | OH | 12.47 |  |  | N | [5 empty] | X | X
5914 | Erie Boulevard Hydropower LP | 7583 | Talcville | 227 Talcville Road | Edwards | NY | 13635 | St Lawrence | 44.3083 | -75.3083 | NPCC | NYIS | New York Independent System Operator | Oswegatchie River | 22 | NR | 2 | IPP Non-CHP | N |  | N |  | Y | 99-156-000 | N | X |  | Niagara Mohawk Power Corp. | 13573 | NY | 23 |  |  | N | [5 empty] | N | N
14433 | City of Panora - (IA) | 7584 | Panora | 312 NW 3rd Street | Panora | IA | 50216 | Guthrie | 41.6947 | -94.3676 | MRO | MISO | Midcontinent Independent Transmission System Operator, Inc.. | Municipality | 22 | RE | 1 | Electric Utility | N |  | N |  | N |  | N | X |  | City of Panora - (IA) | 14433 | IA | 35 |  |  | N | [5 empty] | X | X
17470 | PUD 1 of Snohomish County | 7588 | H M Jackson | 31411 116th SE Extended | Sultan | WA | 98294 | Snohomish | 47.9084 | -121.8144 | WECC | BPAT | Bonneville Power Administration | Sultan River | 22 | RE | 1 | Electric Utility | N |  | N |  | N |  |  | X |  | PUD 1 of Snohomish County | 17470 | WA | 115 |  |  | N
11204 | Los Alamos County | 7593 | El Vado Dam | 112, 13 mi W of 84/64 | Tierra Amarilla | NM | 87575 | Rio Arriba | 36.5928 | -106.7321 | WECC | WACM | Western Area Power Administration - Rocky Mountain Region | Rio Chama | 22 | RE | 1 | Electric Utility | N |  | N |  | N |  | N | X |  | Northern Rio Arriba E Coop Inc | 13777 | NM | 69 |  |  | N
40577 | American Mun Power-Ohio, Inc | 7594 | Belleville Dam | 79 Belleville Dr. | Belleville | WV | 26133 | Wood | 39.1192 | -81.7375 | RFC | PJM | PJM Interconnection, LLC | Ohio River | 22 | RE | 1 | Electric Utility | N |  | N |  | N |  | N | X |  | Ohio Power Co | 14006 | OH | 138 |  |  | N | [5 empty] | X | X
9417 | Interstate Power and Light Co | 7595 | Red Cedar | 828 First St S.W. | Cedar Rapids | IA | 52404 | Linn | 41.9691 | -91.6689 | MRO | MISO | Midcontinent Independent Transmission System Operator, Inc.. |  | 22 | RE | 1 | Electric Utility | N |  | N |  | N |  | N | X |  | ITC Midwest LLC | 56161 |  | 13.8 |  |  | N | MIDAMERICAN ENERGY COMPANY | NATURAL GAS PL CO OF AMERICA |  |  |  | N
20860 | Wisconsin Public Service Corp | 7602 | Oneida Casino | 2100 Airport Dr | Green Bay | WI | 54313 | Brown | 44.4967 | -88.1283 | MRO | MISO | Midcontinent Independent Transmission System Operator, Inc.. |  | 22 | RE | 1 | Electric Utility | N |  | N |  | N |  |  | X |  | Wisconsin Public Service Corp | 20860 | WI | 24.9 |  |  | N | [5 empty] | X
40577 | American Mun Power-Ohio, Inc | 7603 | Prospect Municipal | 139 N. Main St. | Prospect | OH | 43342 | Marion | 40.4411 | -83.1883 | RFC | PJM | PJM Interconnection, LLC |  | 22 | RE | 1 | Electric Utility | N |  | N |  | N |  | N | X |  | Prospect Corporation | 15432 | OH | 12.47 |  |  | N | [5 empty] | X | X
924 | Associated Electric Coop, Inc | 7604 | St Francis Energy Facility | 40753 County Road 101 | Campbell | MO | 63933 | Dunklin | 36.5852 | -90.1779 | SERC | AECI | Associated Electric Cooperative, Inc. | McNainy Aquifer | 22 | RE | 1 | Electric Utility | N |  | N |  | N |  | N | X |  | Associated Electric Coop, Inc | 924 |  | 161 | 345 |  | N |  | TEXAS EASTERN TRANSMISSION LP |  |  |  | N | X
3660 | PUD No 1 of Clark County - (WA) | 7605 | River Road Gen Plant | 5201 N W Lower River Road | Vancouver | WA | 98660 | Clark | 45.6497 | -122.7256 | WECC | BPAT | Bonneville Power Administration | Wells | 22 | RE | 1 | Electric Utility | N |  | N |  | N |  | N | X |  | PUD No 1 of Clark County - (WA) | 3660 | WA | 115 |  |  | N |  | NORTHWEST PIPELINE GP |  |  |  | N | X
10273 | Kimberly-Clark Corp | 7627 | Everett Cogen | 2600 Federal Ave | Everett | WA | 98201 | Snohomish | 47.9785 | -122.2217 | WECC | BPAT | Bonneville Power Administration | Municipality | 22 | NR | 3 | IPP CHP | N |  | N |  | N |  |  | X |  | Snohomish County PUD No 1 | 17470 | WA | 115
22776 | Solano Irrigation District | 7646 | Monticello Dam | Highway 128 | Winters | CA | 95694 | Solano | 38.5131 | -122.1044 | WECC | CISO | California Independent System Operator | Lake Berryessa | 22 | RE | 1 | Electric Utility | N |  | N |  | N |  | N | X |  | Pacific Gas & Electric Co | 14328 | CA | 115 |  |  | N
2439 | City of Bryan - (OH) | 7657 | Auglaize Hydro | 841 East Edgerton Street | Bryan | OH | 43512 | Defiance | 41.2372 | -84.3998 | RFC | PJM | PJM Interconnection, LLC | Auglaize River | 22 | RE | 1 | Electric Utility | N |  | N |  | N |  | N | X |  | Ohio Power Co | 14006 | OH | 69 |  |  | N | [5 empty] | X | X
17718 | Southwestern Public Service Co | 7678 | Celanese | 2m E. of Pampa on Hwy 60 | Pampa | TX | 79066 | Gray | 35.4236 | -100.8406 | SPP | SWPP | Southwest Power Pool | Wells | 22 | RE | 1 | Electric Utility | N |  | N |  | N |  |  | X |  | Southwestern Public Service Co | 17718 | TX | 69 |  |  | N | [5 empty] | N | N
6035 | Exelon Power | 7690 | Pennsbury | 1414 Bordentown Rd | Morrisville | PA | 19067 | Bucks | 40.1531 | -74.7691 | RFC | PJM | PJM Interconnection, LLC |  | 22 | NR | 2 | IPP Non-CHP | N |  | N |  | N |  | N | X |  | PECO Energy Co | 14940 | PA | 33 |  |  | N
590 | City of Anaheim - (CA) | 7693 | Anaheim GT | 1144 North Kraemer Blvd | Anaheim | CA | 92806 | Orange | 33.8535 | -117.8563 | WECC | CISO | California Independent System Operator | City ground water and MWD | 22 | RE | 1 | Electric Utility | N |  | N |  | N |  | N | X |  | City of Anaheim - (CA) | 590 | CA | 66 |  |  | N | SOUTHERN CALIFORNIA GAS COMPANY |  |  |  |  | X | X
195 | Alabama Power Co | 7697 | Washington County Cogeneration Facility | Highway 43 | McIntosh | AL | 36553 | Washington | 31.2504 | -88.0156 | SERC | SOCO | Southern Company Services, Inc. - Trans | City Water | 22 | RE | 1 | Electric Utility | N |  | N |  | N |  | N | X |  | Alabama Power Co | 195 | AL | 115 |  |  | N |  | FLORIDA GAS TRANSMISSION COMPANY |  |  |  | N | X
195 | Alabama Power Co | 7698 | General Electric Plastic | Hwy. 43 & County Road 18 | Burkeville | AL | 36752 | Lowndes | 32.3102 | -86.5254 | SERC | SOCO | Southern Company Services, Inc. - Trans | City Water | 22 | RE | 1 | Electric Utility | N |  | N |  | N |  | N | X |  | Alabama Power Co | 195 | AL | 115 |  |  | N |  | Alabama Gas Corp |  |  |  | N | X
6455 | Duke Energy Florida, LLC | 7699 | Tiger Bay | 3219 County Road 630 West | Ft. Meade | FL | 33841 | Polk | 27.7464 | -81.8494 | FRCC | FPC | Progress Energy Florida | Cooling Towers | 22 | RE | 1 | Electric Utility | N |  | N |  | N |  | N | X |  | Duke Energy Florida, Inc | 6455 | FL | 230 |  |  | N |  | FLORIDA GAS TRANSMISSION COMPANY | GULFSTREAM NATURAL GAS SYSTEM LLC |  |  | N | N
6035 | Exelon Power | 7701 | Fairless Hills | 990 South Port Road | Fairless Hills | PA | 19030 | Bucks | 40.1405 | -74.7506 | RFC | PJM | PJM Interconnection, LLC | Delaware River | 22 | NR | 2 | IPP Non-CHP | N |  | N |  | N |  | N | X |  | PECO Energy Co | 14940 | PA | 66 |  |  | N |  | TRANSCONTINENTAL GAS PIPELINE |  |  |  | N | X
9617 | JEA | 7705 | Girvin Landfill | 515 Girvin Road | Jacksonville | FL | 32225 | Duval | 30.3356 | -81.4639 | FRCC | JEA | JEA |  | 22 | RE | 1 | Electric Utility | N |  | N |  | N |  | N | X |  | JEA | 9617 | FL | 500
9417 | Interstate Power and Light Co | 7706 | Agency GT | Agency Rd | West Burlington | IA | 52601 | Des Moines | 40.8167 | -91.1467 | MRO | MISO | Midcontinent Independent Transmission System Operator, Inc.. |  | 22 | RE | 1 | Electric Utility | N |  | N |  | N |  |  | X |  | ITC Midwest LLC | 56161 | MI | 69
195 | Alabama Power Co | 7708 | APC1 | unsited |  | AL | 0 |  |  |  | SERC | SOCO | Southern Company Services, Inc. - Trans |  | 22 | RE | 1 | Electric Utility | N |  | N |  | N |  |  | X
17650 | Southern Power Co | 7709 | Dahlberg | 585 Jarrett Road | Nicholson | GA | 30565 | Jackson | 34.0423 | -83.3977 | SERC | SOCO | Southern Company Services, Inc. - Trans |  | 22 | NR | 2 | IPP Non-CHP | N |  | N |  | N |  | N | X |  | Georgia Power Co | 7140 | GA | 230 |  |  | N |  | TRANSCONTINENTAL GAS PIPELINE |  |  |  | N | X
17650 | Southern Power Co | 7710 | H Allen Franklin Combined Cycle | 6109 Lee Road 249 | Smiths | AL | 36877 | Lee | 32.6078 | -85.0975 | SERC | SOCO | Southern Company Services, Inc. - Trans | Chattahoochee River | 22 | NR | 2 | IPP Non-CHP | N |  | N |  | N |  | N | X |  | Georgia Power Co | 7140 | GA | 230 |  |  | N |  | SOUTHERN NATURAL GAS COMPANY |  |  |  | N | X
7140 | Georgia Power Co | 7711 | GPC3 |  |  | GA | 0 |  |  |  | SERC |  |  |  | 22 | RE | 1 | Electric Utility | N |  | N |  | N |  |  | X
7140 | Georgia Power Co | 7712 | GPC4 |  |  | GA | 0 |  |  |  | SERC |  |  |  | 22 | RE | 1 | Electric Utility | N |  | N |  | N |  |  | X
7140 | Georgia Power Co | 7713 | GPC5 |  |  | GA | 0 |  |  |  | SERC |  |  |  | 22 | RE | 1 | Electric Utility | N |  | N |  | N |  |  | X
7140 | Georgia Power Co | 7714 | GPC6 |  |  | GA | 0 |  |  |  | SERC |  |  |  | 22 | RE | 1 | Electric Utility | N |  | N |  | N |  |  | X
7801 | Gulf Power Co | 7715 | Pea Ridge | 4575 Highway 90 | Pace | FL | 32571 | Santa Rosa | 30.5921 | -87.1354 | SERC | SOCO | Southern Company Services, Inc. - Trans | Well | 22 | RE | 1 | Electric Utility | N |  | N |  | N |  | N | X |  | Gulf Power Co | 7801 | FL | 115 |  |  | N |  | GULF SOUTH PIPELINE COMPANY LP |  |  |  | N | X
18642 | Tennessee Valley Authority | 7719 | Meridian | 255 Rosenbaum Avenue | Meridian | MS | 39309 | Lauderdale | 32.5508 | -88.6067 | SERC | TVA | Tennessee Valley Authority |  | 22 | RE | 1 | Electric Utility | N |  | N |  | N |  |  | X |  | Tennessee Valley Authority | 18642 | MS | 500 |  |  | N
195 | Alabama Power Co | 7721 | Theodore Cogen Facility | Industrial Blvd. | Theodore | AL | 36582 | Mobile | 30.5254 | -88.1285 | SERC | SOCO | Southern Company Services, Inc. - Trans | Deer River | 22 | RE | 1 | Electric Utility | N |  | N |  | N |  | N | X |  | Alabama Power Co | 195 | AL | 115 |  |  | N | MOBILE GAS SVC CORP |  |  |  |  | N | X
18642 | Tennessee Valley Authority | 7722 | Watts Bar Nuclear Plant | Hwy 68 PO Box 2000 | Spring City | TN | 37381 | Rhea | 35.6021 | -84.7895 | SERC | TVA | Tennessee Valley Authority | Chickamauga Lake | 22 | RE | 1 | Electric Utility | N |  | N |  | N |  |  | X |  | Tennessee Valley Authority | 18642 | TN | 500 |  |  | N
10433 | Kodiak Electric Assn Inc | 7723 | Nymans Plant | Seafarer Dr. Building 12 | Kodiak | AK | 99619 | Kodiak Island | 57.7316 | -152.507 | ASCC |  |  |  | 22 | RE | 1 | Electric Utility | N |  | N |  | N |  | N | X |  | Kodiak Electric Assn Inc | 10433 | AK | 67 |  |  | Y
14323 | Pacific Northwest Generating Coop | 7725 | Coffin Butte | 29160 Coffin Butte Road | Corvallis | OR | 97330 | Benton | 44.6969 | -123.2234 | WECC | BPAT | Bonneville Power Administration |  | 22 | RE | 1 | Electric Utility | N |  | N |  | N |  |  | X |  | Bonneville Power Administration | 1738 | OR | 12.47 |  |  | N | [5 empty] | N | X
3046 | Duke Energy Progress - (NC) | 7727 | Future Gen Plant 1 | unsited | unsited | NC | 0 |  |  |  | SERC | CPLE | Progress Energy Carolinas - EAST |  | 22 | RE | 1 | Electric Utility | N |  | N |  | N |  |  | X |  | Progress Energy Carolinas Inc | 3046 | NC |  |  |  | N | [5 empty] | X | X
3046 | Duke Energy Progress - (NC) | 7728 | Future Gen Plant 2 | unsited | unsited | NC | 0 |  |  |  | SERC | CPLE | Progress Energy Carolinas - EAST |  | 22 | RE | 1 | Electric Utility | N |  | N |  | N |  |  | X |  | Progress Energy Carolinas Inc | 3046 | NC |  |  |  | N | [5 empty] | X | X
3989 | City of Colorado Springs - (CO) | 7730 | SECC | 215 Nichols Blvd. | Colorado Springs | CO | 80907 | El Paso | 38.8817 | -104.8181 | WECC | WACM | Western Area Power Administration - Rocky Mountain Region |  | 22 | RE | 1 | Electric Utility | N |  | N |  | N |  | N | X |  | Colorado Springs City of | 3989 | CO | 34.5
5701 | El Paso Electric Co | 7732 | Turbine | NA | El Paso | TX | 79938 | El Paso |  |  | WECC | EPE | El Paso Electric Company |  | 22 | RE | 1 | Electric Utility | N |  | N |  | N |  |  | X |  | El Paso Electric Co | 5701 | TX | 0
17539 | South Carolina Electric&Gas Company | 7737 | Kapstone | 5600 Virginia Avenue | Charleston | SC | 29423 | Charleston | 32.9 | -79.9667 | SERC | SCEG | South Carolina Electric & Gas Company | Edisto River | 22 | RE | 1 | Electric Utility | N |  | N |  | N |  | N | X |  | South Carolina Electric&Gas Company | 17539 | SC | 115 |  |  | N | [5 empty] | N | X
21554 | Seminole Electric Cooperative Inc | 7738 | Unknown | County Road 664 | Ft Green | FL | 33834 | Hardee | 27.6278 | -81.845 | FRCC |  |  |  | 22 | RE | 1 | Electric Utility | N |  | N |  | N |  |  | X
6452 | Florida Power & Light Co | 7744 | Unsited |  |  | FL | 0 |  |  |  | FRCC |  |  |  | 22 | RE | 1 | Electric Utility | N |  | N |  | N |  |  | X
924 | Associated Electric Coop, Inc | 7749 | Essex | 24201 State Hwy E | Essex | MO | 63846 | Stoddard | 36.8682 | -89.8402 | SERC | AECI | Associated Electric Cooperative, Inc. | Wells | 22 | RE | 1 | Electric Utility | N |  | N |  | N |  | N | X |  | Associated Electric Coop, Inc | 924 |  | 161 | 345 |  | N |  | TEXAS EASTERN TRANSMISSION LP |  |  |  | N | X
219 | Alaska Power and Telephone Co | 7751 | Goat Lake Hydro | 110 Spring St | Skagway | AK | 99840 | Skagway Hoonah Angoon | 59.5357 | -135.2123 | ASCC |  |  | Goat Lake | 22 | RE | 1 | Electric Utility | N |  | N |  | N |  | N | X |  | Alaska Power and Telephone Co | 219 | AK | 34.5 |  |  | N
219 | Alaska Power and Telephone Co | 7752 | Black Bear Lake | 401 7th Street | Craig | AK | 99921 | Prince of Wales Ketchikan | 55.4765 | -133.1477 | ASCC |  |  | Black Bear Lake | 22 | RE | 1 | Electric Utility | N |  | N |  | N |  | N | X |  | Alaska Power and Telephone Co | 219 | AK | 34.5 |  |  | N
924 | Associated Electric Coop, Inc | 7754 | Nodaway | 31491 300th Street | Conception Junction | MO | 64434 | Nodaway | 40.2877 | -94.7913 | SERC | AECI | Associated Electric Cooperative, Inc. | Wells | 22 | RE | 1 | Electric Utility | N |  | N |  | N |  | N | X |  | Associated Electric Coop, Inc | 924 |  | 161 |  |  | N |  | ANR PIPELINE COMPANY |  |  |  | N | X
924 | Associated Electric Coop, Inc | 7757 | Chouteau | 5873 Hunt St | Pryor | OK | 74361 | Mayes | 36.2221 | -95.2771 | SERC | AECI | Associated Electric Cooperative, Inc. | Neosho River | 22 | RE | 1 | Electric Utility | N |  | N |  | N |  | N | X |  | Associated Electric Coop, Inc | 924 |  | 161 |  |  | N |  | ENABLE OKLAHOMA INTRASTATE TRANS LLC |  |  |  | N | X
20214 | Waverly Municipal Elec Utility | 7758 | South Plant | 10th Ave SW | Waverly | IA | 50677 | Bremer | 42.7317 | -92.4711 | MRO | MISO | Midcontinent Independent Transmission System Operator, Inc.. | Self Contained | 22 | RE | 1 | Electric Utility | N |  | N |  | N |  |  | X |  | Waverly Municipal Elec Utility | 20214 | IA | 12.5 |  |  | N
9273 | Indianapolis Power & Light Co | 7759 | Georgetown | Georgetown Road | Indianapolis | IN | 46268 | Marion | 39.9026 | -86.2441 | RFC | MISO | Midcontinent Independent Transmission System Operator, Inc.. |  | 22 | RE | 1 | Electric Utility | N |  | N |  | N |  | N | X |  | Indianapolis Power & Light Co | 9273 | IN | 138 |  |  | N |  | PANHANDLE EASTERN PIPELINE COMPANY |  |  |  | N
56491 | Tilton Energy LLC | 7760 | Tilton | 80 West 1st Street | Tilton | IL | 61833 | Vermilion | 40.1061 | -87.6538 | SERC | MISO | Midcontinent Independent Transmission System Operator, Inc.. | Municipality | 22 | NR | 2 | IPP Non-CHP | N |  | N |  | Y | 78-000 | N | X |  | Ameren Illinois Company | 56697 | IL | 138 |  |  | N |  | MIDWESTERN GAS TRANSMISSION COMPANY |  |  |  | N | X
15470 | Duke Energy Indiana, LLC | 7763 | Henry County | 6045 West SR 38 | New Castle | IN | 47362 | Henry | 39.9528 | -85.5039 | RFC | MISO | Midcontinent Independent Transmission System Operator, Inc.. |  | 22 | RE | 1 | Electric Utility | N |  | N |  | N |  | N | X |  | Duke Energy Indiana Inc | 15470 | IN | 138 |  |  | N |  | ANR PIPELINE COMPANY |  |  |  | N | N
59421 | SEPG Operating Services, LLC MPC | 7764 | MPC Generating | 208 Cherry Hill Road | Monroe | GA | 30656 | Walton | 33.8119 | -83.6953 | SERC | SOCO | Southern Company Services, Inc. - Trans | Municipality | 22 | NR | 2 | IPP Non-CHP | N |  | N |  | Y | 01-250 | N | X |  | Georgia Power Co | 7140 | GA | 230 |  |  | N |  | TRANSCONTINENTAL GAS PIPELINE |  |  |  | N | X
5957 | City of Erie - (KS) | 7766 | Erie Energy Center | 621 Power Drive | Erie | KS | 66733 | Neosho | 37.5742 | -95.2372 | SPP | SWPP | Southwest Power Pool | Municipality | 22 | RE | 1 | Electric Utility | N |  | N |  | N |  | N | X |  | City of Erie - (KS) | 5957 | KS | 69 |  |  | N
17874 | City of St George | 7767 | Bloomington Power Plant | 3780 S. 155 W. | Bloomington | UT | 84780 | Washington | 37.042 | -113.6267 | WECC | PACE | PacifiCorp - East | Municipality Cooling Radiator | 22 | RE | 1 | Electric Utility | N |  | N |  | N |  |  | X |  | City of St George | 17874 | UT | 69 |  |  | N | [5 empty] | X | X
17690 | SOWEGA Power LLC | 7768 | Sowega Power | 2237 Hatcher Hill Rd. | Baconton | GA | 31716 | Mitchell | 31.3869 | -84.08 | SERC | SOCO | Southern Company Services, Inc. - Trans | Floridian Aquifer | 22 | NR | 2 | IPP Non-CHP | N |  | N |  | Y | 00-144-000 | N | X |  | Georgia Transmission Corp | 7197 | GA | 230 |  |  | N |  | SOUTHERN NATURAL GAS COMPANY |  |  |  | N | X
8287 | Hawaii Electric Light Co Inc | 7769 | Lalamilo Windfarm | Waimea | Kamuela | HI | 96743 | Hawaii | 20.0233 | -155.7467 | HICC |  |  |  | 22 | RE | 1 | Electric Utility | N |  | N |  | N |  | N | X |  | Hawaii Electric Light Co Inc | 8287 | HI | 12.7 |  |  | N | [5 empty] | N | N
16179 | Rochelle Municipal Utilities | 7770 | 1515 S Caron Road | 1515 S Caron Road | Rochelle | IL | 61068 | Ogle | 41.9084 | -89.0466 | RFC | PJM | PJM Interconnection, LLC | Municipality | 22 | RE | 1 | Electric Utility | N |  | N |  | N |  | N | X |  | Rochelle Municipal Utilities | 16179 | IL | 138 |  |  | N | NICOR GAS |  |  |  |  | N | X
58190 | Bluestem LLC | 7771 | Springview | West Highway 12 | Springview | NE | 68778 | Keya Paha | 42.8258 | -99.7775 | MRO | SWPP | Southwest Power Pool |  | 22 | NR | 2 | IPP Non-CHP | N |  | Y | QF10-594-000 | Y | QF10-594-000 | N | X |  | Nebraska Public Power District | 13337 | NE | 12.5 |  |  | N
40577 | American Mun Power-Ohio, Inc | 7774 | Cleveland Peaking | 13611 Aspinwall Ave. | Cleveland | OH | 44114 | Cuyahoga | 41.5567 | -81.5882 | RFC | PJM | PJM Interconnection, LLC |  | 22 | RE | 1 | Electric Utility | N |  | N |  | N |  | N | X |  | City of Cleveland - (OH) | 3762 | OH | 11 |  |  | N | [5 empty] | X | X
40577 | American Mun Power-Ohio, Inc | 7775 | Versailles Peaking | 649 E. Water St. | Versailles | OH | 45380 | Darke | 40.2247 | -84.4769 | RFC | PJM | PJM Interconnection, LLC |  | 22 | RE | 1 | Electric Utility | N |  | N |  | N |  | N | X |  | Village of Versailles - (OH) | 19805 | OH | 12.47 |  |  | N | [5 empty] | X | X
40577 | American Mun Power-Ohio, Inc | 7776 | Napoleon Peaking | 1775 Industrial Dr. | Napoleon | OH | 43545 | Henry | 41.4079 | -84.1095 | RFC | PJM | PJM Interconnection, LLC |  | 22 | RE | 1 | Electric Utility | N |  | N |  | N |  | N | X |  | City of Napoleon - (OH) | 13209 | OH | 12.47 |  |  | N | [5 empty] | X | X
40577 | American Mun Power-Ohio, Inc | 7777 | Dover Peaking | 2995 Progress St. | Dover | OH | 44622 | Tuscarawas | 40.5416 | -81.4985 | RFC | PJM | PJM Interconnection, LLC |  | 22 | RE | 1 | Electric Utility | N |  | N |  | N |  | N | X |  | City of Dover - (OH) | 5336 | OH | 12.47 |  |  | N | [5 empty] | X | X
40577 | American Mun Power-Ohio, Inc | 7778 | Orrville Peaking | 1530 N. Main St. | Orrville | OH | 44667 | Wayne | 40.86 | -81.7586 | RFC | PJM | PJM Interconnection, LLC |  | 22 | RE | 1 | Electric Utility | N |  | N |  | N |  | N | X |  | City of Orrville - (OH) | 14194 | OH | 13.8 |  |  | N | [5 empty] | X | X
40577 | American Mun Power-Ohio, Inc | 7779 | Bryan Peaking | 1521 Evansport Rd. | Bryan | OH | 43506 | Williams | 41.4609 | -84.527 | RFC | PJM | PJM Interconnection, LLC |  | 22 | RE | 1 | Electric Utility | N |  | N |  | N |  | N | X |  | City of Bryan - (OH) | 2439 | OH | 12.47 |  |  | N | [5 empty] | X | X
40577 | American Mun Power-Ohio, Inc | 7780 | Jackson Cntr Peaking | N. State Rt. 65 | Jackson Center | OH | 45334 | Shelby | 40.4597 | -84.0401 | RFC | PJM | PJM Interconnection, LLC |  | 22 | RE | 1 | Electric Utility | N |  | N |  | N |  | N | X |  | Village of Jackson Center - (OH) | 9572 | OH | 12.47 |  |  | N | [5 empty] | X | X
40577 | American Mun Power-Ohio, Inc | 7781 | Arcanum Peaking | 21 Water St. | Arcanum | OH | 45304 | Darke | 39.9867 | -84.5513 | RFC | PJM | PJM Interconnection, LLC |  | 22 | RE | 1 | Electric Utility | N |  | N |  | N |  | N | X |  | City of Arcanum - (OH) | 768 | OH | 12.47 |  |  | N | [5 empty] | X | X
40577 | American Mun Power-Ohio, Inc | 7782 | Hamilton Peaking | 8000 N. Gilmore Rd. | Hamilton | OH | 45015 | Butler | 39.3528 | -84.5183 | RFC | PJM | PJM Interconnection, LLC |  | 22 | RE | 1 | Electric Utility | N |  | N |  | N |  | N | X |  | City of Hamilton - (OH) | 7977 | OH | 138 |  |  | N | HAMILTON CITY OF |  |  |  |  | X | X
40577 | American Mun Power-Ohio, Inc | 7783 | Bowling Green Peaking | 811 E. Poe Rd. | Bowling Green | OH | 43402 | Wood | 41.3884 | -83.6402 | RFC | PJM | PJM Interconnection, LLC |  | 22 | RE | 1 | Electric Utility | N |  | N |  | N |  | N | X |  | City of Bowling Green - (OH) | 2054 | OH | 69 |  |  | N |  | COLUMBIA GAS TRANSMISSION CORP |  |  |  | X | X
58651 | Allegany Generating Station, LLC | 7784 | Allegany Cogen | 11537 Rt. 19A | Filmore | NY | 14735 | Allegany | 42.5027 | -78.0686 | NPCC | NYIS | New York Independent System Operator | Genesee River | 22 | NR | 2 | IPP Non-CHP | N |  | N |  | N |  | N | X |  | Rochester Gas & Electric Corp | 16183 | NY | 115 |  |  | N | FILLMORE GAS CO | DOMINION TRANSMISSION INCORPORATED |  |  |  | N | N
11204 | Los Alamos County | 7789 | Abiquiu Dam | state road 96, 1 mi W of 84/64 | Abiquiu | NM | 87510 | Rio Arriba | 36.2399 | -106.423 | WECC | WACM | Western Area Power Administration - Rocky Mountain Region | Rio Chama | 22 | RE | 1 | Electric Utility | N |  | N |  | N |  | N | X |  | Jemez Mountains Elec Coop, Inc | 9699 | NM | 69 |  |  | N
40230 | Deseret Generation & Tran Coop | 7790 | Bonanza | 12500 East 25500 South | Vernal | UT | 84078 | Uintah | 40.0864 | -109.2844 | WECC | PACE | PacifiCorp - East | Green River | 22 | RE | 1 | Electric Utility | N |  | N |  | N |  | N | X |  | Deseret Generation & Tran Coop | 40230 | UT | 345 |  |  | N | [5 empty] | N | X
40577 | American Mun Power-Ohio, Inc | 7791 | Montpelier | 1490 Travis Rd. | Montpelier | OH | 43543 | Williams | 41.5855 | -84.5794 | RFC | PJM | PJM Interconnection, LLC |  | 22 | RE | 1 | Electric Utility | N |  | N |  | N |  | N | X |  | Village of Montpelier - (OH) | 12861 | OH | 69 |  |  | N | [5 empty] | X | X
11571 | Manitowoc Public Utilities | 7795 | Custer Energy Center | 5740 West Custer Street | Manitowoc | WI | 54221 | Manitowoc | 44.0854 | -87.7261 | MRO | MISO | Midcontinent Independent Transmission System Operator, Inc.. | City Water | 22 | RE | 1 | Electric Utility | N |  | N |  | N |  | N | X |  | American Transmission Co | 659 | WI | 69 |  |  | N | WISCONSIN PUB SVC CORP |  |  |  |  | N
11560 | City of Manassas - (VA) | 7797 | Dominion/Lo Mar | 10304 Central Park Drive | Manassas | VA | 20110 | Prince William | 38.7443 | -77.4974 | SERC | PJM | PJM Interconnection, LLC |  | 22 | RE | 1 | Electric Utility | N |  | N |  | N |  | N | X |  | City of Manassas - (VA) | 11560 | VA | 13.2 |  |  | N | [5 empty] | X | X
11560 | City of Manassas - (VA) | 7798 | Gateway Gen | 10509 Wakeman Drive | Manassas | VA | 20110 | Prince William | 38.7253 | -77.5097 | SERC | PJM | PJM Interconnection, LLC |  | 22 | RE | 1 | Electric Utility | N |  | N |  | N |  | N | X |  | City of Manassas - (VA) | 11560 | VA | 13.2 |  |  | N | [5 empty] | X | X
11479 | Madison Gas & Electric Co | 7799 | West Marinette 34 | W1830 West Cleveland Avenue | Peshtigo | WI | 54143 | Marinette | 45.0869 | -87.6892 | MRO | MISO | Midcontinent Independent Transmission System Operator, Inc.. |  | 22 | RE | 1 | Electric Utility | N |  | N |  | N |  | N | X |  | American Transmission Co | 659 |  | 138 |  |  | N | WISCONSIN PUB SVC CORP |  |  |  |  | N | N
3046 | Duke Energy Progress - (NC) | 7805 | Sherwood H Smith Jr Energy Complex | 198 Energy Way | Hamlet | NC | 28345 | Richmond | 34.8392 | -79.7406 | SERC | CPLE | Progress Energy Carolinas - EAST | Pee Dee River | 22 | RE | 1 | Electric Utility | N |  | N |  | N |  | N | X |  | Duke Energy Progress - (NC) | 3046 | NC | 230 |  |  | N | PIEDMONT NATURAL GAS |  |  |  |  | N | N
16873 | City of Sebewaing - (MI) | 7806 | Pine Street | 350 West Pine | Sebewaing | MI | 48759 | Huron | 43.7402 | -83.45 | RFC | MISO | Midcontinent Independent Transmission System Operator, Inc.. | Wells (Closed Water System) | 22 | RE | 1 | Electric Utility | N |  | N |  | N |  | N | X |  | DTE Electric Company | 5109 | MI | 40 |  |  | N | CONSUMERS ENERGY COMPANY |  |  |  |  | N | X
7977 | City of Hamilton - (OH) | 7807 | Hamilton Hydro | 960 N. 3RD STREET | HAMILTON | OH | 45011 | Butler | 39.4128 | -84.5558 | RFC | PJM | PJM Interconnection, LLC | Great Miami River | 22 | RE | 1 | Electric Utility | N |  | N |  | N |  | N | X |  | City of Hamilton - (OH) | 7977 | OH | 13.8 |  |  | N | [5 empty] | N | X
792 | City of Argyle - (WI) | 7810 | Argyle | 100 E Milwaukee Street | Argyle | WI | 53504 | Lafayette | 42.7019 | -89.8697 | MRO | MISO | Midcontinent Independent Transmission System Operator, Inc.. | Pecatonica River | 22 | RE | 1 | Electric Utility | N |  | N |  | N |  | N | X |  | City of Argyle - (WI) | 792 | WI | 69 |  |  | N | [5 empty] | N | X
13994 | Oglethorpe Power Corporation | 7813 | Sewell Creek Energy | 1031 Sewel Creek Rd | Cedar Town | GA | 30125 | Polk | 33.9486 | -85.2769 | SERC | SOCO | Southern Company Services, Inc. - Trans | Municipality | 22 | RE | 1 | Electric Utility | N |  | N |  | N |  |  | X |  | Georgia Transmission Corp | 7197 | GA | 230 |  |  | N |  | SOUTHERN NATURAL GAS COMPANY |  |  |  | N
59159 | Central Electric Power | 7814 | Webb Forging | 160 Webb Forging Road | Carlisle | SC | 29031 | Union | 34.5567 | -81.4919 | SERC | DUK | Duke Energy Carolinas |  | 22 | RE | 1 | Electric Utility | N |  | N |  | N |  | N | X |  | Broad River Electric Coop, Inc | 2212 | SC | 12.47 |  |  | N
40307 | Prairie Power, Inc | 7818 | Alsey | Highway 106 South | Alsey | IL | 62694 | Scott | 39.5698 | -90.436 | SERC | MISO | Midcontinent Independent Transmission System Operator, Inc.. |  | 22 | RE | 1 | Electric Utility | N |  | N |  | N |  | N | X |  | Prairie Power, Inc | 40307 |  | 138 |  |  | N |  | PANHANDLE EASTERN PIPELINE COMPANY |  |  |  | N | X
20847 | Wisconsin Electric Power Co | 7820 | Big Quinnesec 92 | N2022 Hydraulic Falls Road | Iron Mountain | MI | 49801 | Dickinson | 45.7881 | -88.0408 | RFC | MISO | Midcontinent Independent Transmission System Operator, Inc.. | Menominee River | 22 | RE | 1 | Electric Utility | N |  | N |  | N |  | N | X |  | American Transmission Co | 659 | WI | 69 |  |  | N | [5 empty] | X
20847 | Wisconsin Electric Power Co | 7821 | Big Quinnesec 61 | N2022 Hydraulic Falls Road | Iron Mountain | MI | 49801 | Dickinson | 45.7883 | -88.0415 | RFC | MISO | Midcontinent Independent Transmission System Operator, Inc.. | Menominee River | 22 | RE | 1 | Electric Utility | N |  | N |  | N |  | N | X |  | Wisconsin Electric Power Co | 20847 | MI | 13.8 |  |  | N | [5 empty] | X
10056 | City of Kaukauna | 7822 | Kaukauna City Hydro | 601 Thimany Road | Kaukauna | WI | 54130 | Outagamie | 44.2746 | -88.3191 | MRO | MISO | Midcontinent Independent Transmission System Operator, Inc.. | Fox River | 22 | RE | 1 | Electric Utility | N |  | N |  | N |  |  | X |  | City of Kaukauna | 10056 | WI | 12.4 |  |  | N
9216 | Imperial Irrigation District | 7824 | Rockwood | 4195 Dogwood Rd. | Brawley | CA | 92227 | Imperial | 32.9553 | -115.5364 | WECC | IID | Imperial Irrigation District | Municipality | 22 | RE | 1 | Electric Utility | N |  | N |  | N |  | N | X |  | Imperial Irrigation District | 9216 | CA | 33 |  |  | N | SOUTHERN CALIFORNIA GAS COMPANY |  |  |  |  | N | X
807 | Arkansas Electric Coop Corp | 7825 | Fulton (AR) | 100 AECC Road | Fulton | AR | 71838 | Hempstead | 33.6094 | -93.7924 | SPP | SWPP | Southwest Power Pool |  | 22 | RE | 1 | Electric Utility | N |  | N |  | N |  | N | X |  | Southwestern Electric Power Co | 17698 | AR | 115 |  |  | N |  | NATURAL GAS PL CO OF AMERICA |  |  |  | N | X
17650 | Southern Power Co | 7826 | Rowan | 5755 N.C. Hwy 801 | Salisbury | NC | 28147 | Rowan | 35.7314 | -80.6019 | SERC | DUK | Duke Energy Carolinas | Municipality | 22 | NR | 2 | IPP Non-CHP | N |  | N |  | N |  |  | X |  | Duke Energy Carolinas, LLC | 5416 | NC | 230 |  |  | N | PIEDMONT NATURAL GAS |  |  |  |  | N | X
40577 | American Mun Power-Ohio, Inc | 7827 | Shelby North | 73 W. State St. | Shelby | OH | 44875 | Richland | 40.8969 | -82.6625 | RFC | PJM | PJM Interconnection, LLC |  | 22 | RE | 1 | Electric Utility | N |  | N |  | N |  | N | X |  | City of Shelby - (OH) | 17043 | OH | 12.47 |  |  | N | [5 empty] | X | X
17043 | City of Shelby - (OH) | 7828 | Shelby South | 3626 London West Rd. | Shelby | OH | 44875 | Richland | 40.9089 | -82.6533 | RFC | PJM | PJM Interconnection, LLC |  | 22 | RE | 1 | Electric Utility | N |  | N |  | N |  | N | X |  | City of Shelby - (OH) | 17043 | OH | 12.5 |  |  | N | [5 empty] | N
13994 | Oglethorpe Power Corporation | 7829 | Smarr Energy Center | 1077 Rumble Rd | Forsyth | GA | 31029 | Monroe | 32.9842 | -83.8464 | SERC | SOCO | Southern Company Services, Inc. - Trans | Municipality | 22 | RE | 1 | Electric Utility | N |  | N |  | N |  |  | X |  | Georgia Transmission Corp | 7197 | GA | 115 |  |  | N |  | SOUTHERN NATURAL GAS COMPANY |  |  |  | N
38084 | Great Lakes Energy Coop | 7831 | Beaver Island | 36800 East Side Drive | Beaver Island | MI | 49782 | Charlevoix | 45.7291 | -85.5244 | RFC | MISO | Midcontinent Independent Transmission System Operator, Inc.. |  | 22 | RE | 1 | Electric Utility | N |  | N |  | N |  | N | X |  | Great Lakes Energy Coop | 38084 | MI | 25 |  |  | N | [5 empty] | N | X
10393 | PUD No 1 of Klickitat County | 7832 | Roosevelt Biogas 1 | 502 Roosevelt Grade Road | Roosevelt | WA | 99356 | Klickitat | 45.8015 | -120.1672 | WECC | BPAT | Bonneville Power Administration | Wells | 22 | RE | 1 | Electric Utility | N |  | N |  | N |  | N | X |  | PUD No 1 of Klickitat County | 10393 | WA | 115 |  |  | N | [5 empty] | N
17543 | South Carolina Public Service Authority | 7834 | John S Rainey | 2900 Opry House Road | Starr | SC | 29684 | Anderson | 34.3477 | -82.7745 | SERC | SC | South Carolina Public Service Authority | Lake Richard B Russell | 22 | RE | 1 | Electric Utility | N |  | N |  | N |  | N | X |  | South Carolina Public Service Authority | 17543 | SC | 230 |  |  | N |  | TRANSCONTINENTAL GAS PIPELINE |  |  |  | N | N
56386 | Essential Power Rock Springs LLC | 7835 | Essential Power Rock Springs LLC | 1423 Rising Sun Road | Rising Sun | MD | 21911 | Cecil | 39.719 | -76.1598 | RFC | PJM | PJM Interconnection, LLC |  | 22 | NR | 2 | IPP Non-CHP | N |  | N |  | N |  | N | X |  | PECO Energy Co | 14940 | PA | 500 |  |  | N |  | COLUMBIA GAS TRANSMISSION CORP |  |  |  | N | X
40229 | Old Dominion Electric Coop | 7836 | Marsh Run Generation Facility | 12109 Lucky Hill Road | Remington | VA | 22734 | Fauquier | 38.5283 | -77.7681 | SERC | PJM | PJM Interconnection, LLC |  | 22 | RE | 1 | Electric Utility | N |  | N |  | N |  | N | X |  | Virginia Electric & Power Co | 19876 | VA | 230 |  |  | N |  | TRANSCONTINENTAL GAS PIPELINE |  |  |  | N | X
40229 | Old Dominion Electric Coop | 7837 | Louisa Generation Facility | 3352 Kloeckner Road | Gordonsville | VA | 22942 | Louisa | 38.1181 | -78.2139 | SERC | PJM | PJM Interconnection, LLC |  | 22 | RE | 1 | Electric Utility | N |  | N |  | N |  | N | X |  | Virginia Electric & Power Co | 19876 | VA | 230 |  |  | N |  | TRANSCONTINENTAL GAS PIPELINE |  |  |  | N | X
19876 | Virginia Electric & Power Co | 7838 | Remington | 12025 Lucky Hill Road | Remington | VA | 22734 | Fauquier | 38.5442 | -77.7714 | SERC | PJM | PJM Interconnection, LLC |  | 22 | RE | 1 | Electric Utility | N |  | N |  | N |  | N | X |  | Virginia Electric & Power Co | 19876 | VA | 230 |  |  | N |  | TRANSCONTINENTAL GAS PIPELINE |  |  |  | N
19876 | Virginia Electric & Power Co | 7839 | Ladysmith | 8063 Cedon Road | Woodford | VA | 22580 | Caroline | 38.0722 | -77.5133 | SERC | PJM | PJM Interconnection, LLC |  | 22 | RE | 1 | Electric Utility | N |  | N |  | N |  | N | X |  | Virginia Electric & Power Co | 19876 | VA | 230 |  |  | N |  | DOMINION TRANSMISSION INCORPORATED |  |  |  | N
4329 | Copper Valley Elec Assn, Inc | 7841 | Valdez Cogen | 2.5 mile dayville road | Valdez | AK | 99686 | Valdez Cordova | 61.0839 | -146.2529 | ASCC |  |  |  | 22 | RE | 1 | Electric Utility | N |  | N |  | N |  | N | X |  | Copper Valley Elec Assn, Inc | 4329 | AK | 14.4 | 138 |  | N
17697 | Southwestern Electric Coop Inc - (IL) | 7842 | Freedom Power Project | 2516 N. 2125 St. | St. Elmo | IL | 62458 | Fayette | 39.1033 | -88.859 | SERC | MISO | Midcontinent Independent Transmission System Operator, Inc.. | Kaskaskia River | 22 | RE | 1 | Electric Utility | N |  | N |  | N |  | N | X |  | Southwestern Electric Coop Inc - (IL) | 17697 | IL | 13.8 |  |  | N |  | NATURAL GAS PL CO OF AMERICA |  |  |  | N | X
7570 | Great River Energy | 7843 | Pleasant Valley (MN) | 68435 310th Street | Dexter | MN | 55926 | Mower | 43.7994 | -92.6829 | MRO | MISO | Midcontinent Independent Transmission System Operator, Inc.. |  | 22 | RE | 1 | Electric Utility | N |  | N |  | N |  | N | X |  | Great River Energy | 7570 |  | 161 |  |  | N |  | NORTHERN NATURAL GAS |  |  |  | N | N
12667 | Minnesota Municipal Power Agny | 7844 | Minnesota River | 1040 Dahlen Lane | Chaska | MN | 55318 | Carver | 44.7952 | -93.581 | MRO | MISO | Midcontinent Independent Transmission System Operator, Inc.. | City Of Chaska | 22 | RE | 1 | Electric Utility | N |  | N |  | N |  |  | X |  | Northern States Power Co - Minnesota | 13781 | MN | 118 |  |  | N |  | NORTHERN NATURAL GAS |  |  |  | N | X
18642 | Tennessee Valley Authority | 7845 | Lagoon Creek | 615 Elm Tree Rd. | Brownsville | TN | 38012 | Haywood | 35.6578 | -89.3964 | SERC | TVA | Tennessee Valley Authority | Memphis Sands Aquifer | 22 | RE | 1 | Electric Utility | N |  | N |  | N |  |  | X |  | Tennessee Valley Authority | 18642 | TN | 500 |  |  | N |  | TEXAS GAS TRANSMISSION LLC |  |  |  | N
9617 | JEA | 7846 | Brandy Branch | 15701 W. Beaver St. | Baldwin | FL | 32234 | Duval | 30.3206 | -81.9472 | FRCC | JEA | JEA | Ground Water | 22 | RE | 1 | Electric Utility | N |  | N |  | N |  | N | X |  | JEA | 9617 | FL | 230 |  |  | N | PEOPLES GAS SYS |  |  |  |  | N | X
4305 | City of Coon Rapids | 7847 | Coon Rapids II | 712 Railway Street | Coon Rapids | IA | 50058 | Carroll | 41.871 | -94.6808 | SPP | SWPP | Southwest Power Pool | Municipality | 22 | RE | 1 | Electric Utility | N |  | N |  | N |  | N | X |  | City of Coon Rapids | 4305 | IA | 69 |  |  | N
924 | Associated Electric Coop, Inc | 7848 | Holden | 100 SW Route 131 | Holden | MO | 64040 | Johnson | 38.7538 | -93.9983 | SERC | AECI | Associated Electric Cooperative, Inc. | Public Water Supply District 2 | 22 | RE | 1 | Electric Utility | N |  | N |  | N |  | N | X |  | Associated Electric Coop, Inc | 924 |  | 161 | 69 |  | N |  | PANHANDLE EASTERN PIPELINE COMPANY |  |  |  | N | X
12341 | MidAmerican Energy Co | 7849 | Knoxville Industrial | 307 S. Godfrey Lane | Knoxville | IA | 50138 | Marion | 41.316 | -93.061 | MRO | MISO | Midcontinent Independent Transmission System Operator, Inc.. |  | 22 | RE | 1 | Electric Utility | N |  | N |  | N |  |  | X |  | MidAmerican Energy Co | 12341 | IA | 69 |  |  | N | [5 empty] | N | X
12341 | MidAmerican Energy Co | 7850 | Shenandoah | 900 W. Ferguson Rd | Shenandoah | IA | 51601 | Page | 40.7707 | -95.3768 | MRO | MISO | Midcontinent Independent Transmission System Operator, Inc.. |  | 22 | RE | 1 | Electric Utility | N |  | N |  | N |  |  | X |  | MidAmerican Energy Co | 12341 | IA | 69 |  |  | N | [5 empty] | N | X
12341 | MidAmerican Energy Co | 7851 | Waterloo Lundquist | 3 Lafayette St. | Waterloo | IA | 50703 | Black Hawk | 42.5062 | -92.3456 | MRO | MISO | Midcontinent Independent Transmission System Operator, Inc.. |  | 22 | RE | 1 | Electric Utility | N |  | N |  | N |  |  | X |  | MidAmerican Energy Co | 12341 | IA | 69 |  |  | N | [5 empty] | N | X
5056 | City of Denison - (IA) | 7853 | West Receiving | 405 Avenue C | Denison | IA | 51442 | Crawford | 42.0217 | -95.3633 | MRO | SWPP | Southwest Power Pool |  | 22 | RE | 1 | Electric Utility | N |  | N |  | N |  | N | X |  | City of Denison - (IA) | 5056 | IA | 13.2 |  |  | N
16198 | City of Rock Falls - (IL) | 7854 | Avenue A Generator Sets | 300 Ave A | Rock Falls | IL | 61071 | Whiteside | 41.7807 | -89.6894 | RFC | MISO | Midcontinent Independent Transmission System Operator, Inc.. |  | 22 | RE | 1 | Electric Utility | N |  | N |  | N |  | N | X |  | City of Rock Falls - (IL) | 16198 | IL | 34.5 |  |  | N | [5 empty] | N | N
12894 | City of Moorhead - (MN) | 7855 | Moorhead Wind Turbine | 2200 28th St. N. | Moorhead | MN | 56560 | Clay | 46.895 | -96.7347 | MRO | SWPP | Southwest Power Pool |  | 22 | RE | 1 | Electric Utility | N |  | N |  | N |  | N | X |  | City of Moorhead - (MN) | 12894 | MN | 12.47 |  |  | N | [5 empty] | X | X
7626 | City of Greenfield - (IA) | 7856 | North | 301 N Townline Rd | Greenfield | IA | 50849 | Adair | 41.3164 | -94.455 | MRO | MISO | Midcontinent Independent Transmission System Operator, Inc.. | Municipality | 22 | RE | 1 | Electric Utility | N |  | N |  | N |  | N | X |  | City of Greenfield - (IA) | 7626 | IA | 12.47 |  |  | N | [5 empty] | N | N
18231 | City of Stuart - (IA) | 7857 | Gilliam South | 724 SW 7th St. | Stuart | IA | 50250 | Adair | 41.4961 | -94.3272 | MRO | MISO | Midcontinent Independent Transmission System Operator, Inc.. | Municipality | 22 | RE | 1 | Electric Utility | N |  | N |  | N |  | N | X |  | Central Iowa Power Cooperative | 3258 |  | 34.5 |  |  | N | MIDAMERICAN ENERGY COMPANY | MIDAMERICAN ENERGY COMPANY |  |  |  | N | X
12159 | Midwest Electric Power Inc | 7858 | MEPI GT Facility | 2200 Portland Road | Joppa | IL | 62953 | Massac | 37.2175 | -88.8661 | SERC | EEI | Electric Energy, Inc. |  | 22 | NR | 2 | IPP Non-CHP | N |  | N |  | Y | 01-109-000 | N | X |  | Electric Energy Inc | 5748 | IL | 161 |  |  | N |  | TRUNKLINE GAS COMPANY |  |  |  | N | X
17035 | City of Shelbina - (MO) | 7860 | Shelbina Power #3 | 104 N. Douglas | Shelbina | MO | 63468 | Shelby | 39.6975 | -92.0535 | SERC | AECI | Associated Electric Cooperative, Inc. |  | 22 | RE | 1 | Electric Utility | N |  | N |  | N |  | N | X |  | Northeast Missouri El Pwr Coop | 13738 |  | 69 |  |  | N | [5 empty] | X | X
40215 | Cordova Electric Coop, Inc | 7862 | Power Creek | Mile 7 Power Creek Rd | Cordova | AK | 99574 | Valdez Cordova | 60.5887 | -145.6045 | ASCC |  |  | Power Creek | 22 | RE | 1 | Electric Utility | N |  | N |  | N |  | N | X |  | Cordova Electric Coop, Inc | 40215 | AK | 13 |  |  | N
4716 | Dairyland Power Coop | 7863 | Elk Mound | 4101 50th Street | Elk Mound | WI | 54739 | Chippewa | 44.9028 | -91.5681 | MRO | MISO | Midcontinent Independent Transmission System Operator, Inc.. | Wells | 22 | RE | 1 | Electric Utility | N |  | N |  | N |  | N | X |  | Dairyland Power Coop | 4716 |  | 161 |  |  | N |  | VIKING GAS TRANSMISSION COMPANY |  |  |  | N | X
5563 | City of Earlville - (IA) | 7865 | Earlville | 11 Maple Street | Earlville | IA | 52041 | Delaware | 42.4942 | -91.2725 | MRO | MISO | Midcontinent Independent Transmission System Operator, Inc.. | Municipality | 22 | RE | 1 | Electric Utility | N |  | N |  | N |  | N | X |  | City of Earlville - (IA) | 5563 | IA | 4.16 |  |  | N
15500 | Puget Sound Energy Inc | 7867 | Snoqualmie 2 | 37540 SE Fish Hatchery RD | Snoqualmie | WA | 98024 | King | 47.5445 | -121.8414 | WECC | PSEI | Puget Sound Energy | Snoqualmie | 22 | RE | 1 | Electric Utility | N |  | N |  | N |  | N | X |  | Puget Sound Energy Inc | 15500 | WA | 115 |  |  | N
56505 | National Grid Generation LLC | 7869 | Glenwood Landing | 400 Shore Road | Glenwood Landing | NY | 11547 | Nassau | 40.8275 | -73.6478 | NPCC | NYIS | New York Independent System Operator | Hempstead Harbor | 22 | RE | 1 | Electric Utility | N |  | N |  | N |  |  | X |  | Long Island Power Authority | 11171 | NY | 69 |  |  | N |  | IROQUOIS GAS TRANSMISSION SYS LP |  |  |  | N
15500 | Puget Sound Energy Inc | 7870 | Encogen | 915 Cornwall Ave | Bellingham | WA | 98225 | Whatcom | 48.746 | -122.486 | WECC | PSEI | Puget Sound Energy | Lake Whatcom | 22 | RE | 1 | Electric Utility | N |  | N |  | N |  | N | X |  | Puget Sound Energy Inc | 15500 | WA | 115 |  |  | N | CASCADE NAT GAS CORP |  |  |  |  | N
25422 | National Power Coop Inc | 7872 | Robert P Mone Plant | 4406 Mentzer Rd. | Convoy | OH | 45832 | Van Wert | 40.9297 | -84.7392 | RFC | PJM | PJM Interconnection, LLC |  | 22 | RE | 1 | Electric Utility | N |  | N |  | N |  | N | X |  | Ohio Power Co | 14006 | OH | 345 |  |  | N |  | ANR PIPELINE COMPANY |  |  |  | N | X
18454 | Tampa Electric Co | 7873 | H L Culbreath Bayside Power Station | 3602 Port Sutton Road | Tampa | FL | 33619 | Hillsborough | 27.9072 | -82.4231 | FRCC | TEC | Tampa Electric Company | Hillsborough Bay | 22 | RE | 1 | Electric Utility | N |  | N |  | N |  |  | X |  | Tampa Electric Co | 18454 | FL | 230 | 138 | 69 | N |  | FLORIDA GAS TRANSMISSION COMPANY | GULFSTREAM NATURAL GAS SYSTEM LLC |  |  | N
40577 | American Mun Power-Ohio, Inc | 7874 | Edgerton | 127 Industrial Dr. | Edgerton | OH | 43517 | Williams | 41.45 | -84.7672 | RFC | PJM | PJM Interconnection, LLC |  | 22 | RE | 1 | Electric Utility | N |  | N |  | N |  | N | X |  | Village of Edgerton - (OH) | 5653 | OH | 12.47 |  |  | N | [5 empty] | X | X
12686 | Mississippi Power Co | 7875 | MPC1 | unknown | unknown | MS |  |  |  |  | SERC |  |  |  | 22 | RE | 1 | Electric Utility | N |  | N |  | N |  | N | X | [9 empty] | None
195 | Alabama Power Co | 7876 | APC2 | unsited |  | AL |  |  |  |  | SERC | SOCO | Southern Company Services, Inc. - Trans |  | 22 | RE | 1 | Electric Utility | N |  | N |  | N |  |  | X
195 | Alabama Power Co | 7877 | APC3 | unsited |  | AL |  |  |  |  | SERC | SOCO | Southern Company Services, Inc. - Trans |  | 22 | RE | 1 | Electric Utility | N |  | N |  | N |  |  | X
40577 | American Mun Power-Ohio, Inc | 7878 | Wellington | 115 Willard Memorial Squ. | Wellington | OH | 44090 | Lorain | 41.1631 | -82.2272 | RFC | PJM | PJM Interconnection, LLC |  | 22 | RE | 1 | Electric Utility | N |  | N |  | N |  | N | X |  | Village of Wellington - (OH) | 20313 | OH | 12.47 |  |  | N | [5 empty] | X | X
13100 | Municipal Electric Authority | 7879 | MEAG1 | unsited |  | GA |  |  |  |  | SERC |  |  |  | 22 | RE | 1 | Electric Utility | N |  | N |  | N |  |  | X
13100 | Municipal Electric Authority | 7880 | MEAG2 | unsited |  | GA |  |  |  |  | SERC |  |  |  | 22 | RE | 1 | Electric Utility | N |  | N |  | N |  |  | X
13100 | Municipal Electric Authority | 7881 | MEAG3 | unsited |  | GA |  |  |  |  | SERC |  |  |  | 22 | RE | 1 | Electric Utility | N |  | N |  | N |  |  | X
20860 | Wisconsin Public Service Corp | 7882 | Glenmore Turbines | 3270 Shirley Rd | De Pere | WI | 54115 | Brown | 44.3556 | -87.9839 | MRO | MISO | Midcontinent Independent Transmission System Operator, Inc.. |  | 22 | RE | 1 | Electric Utility | N |  | N |  | N |  |  | X |  | Wisconsin Public Service Corp | 20860 | WI | 24.9 |  |  | N | [5 empty] | X
15293 | Powell Valley Electric Coop | 7883 | Powell Valley | Highway 33 | Kyles Ford | TN | 37765 | Hancock | 36.5748 | -83.0321 | SERC | TVA | Tennessee Valley Authority |  | 22 | RE | 1 | Electric Utility | N |  | N |  | N |  | N | X |  | Powell Valley Electric Coop | 15293 | TN | 24.94 |  |  | N | [5 empty] | N
4775 | Dakota Magic Casino | 7884 | Dakota Magic | 16849 102nd St. SE | Hankinson | ND | 58041 | Richland | 45.9386 | -96.8358 | MRO | MISO | Midcontinent Independent Transmission System Operator, Inc.. |  | 713 | NR | 4 | Commercial Non-CHP | N |  | N |  | N |  | N | X |  | Otter Tail Power Co | 14232 | ND | 0.48 |  |  | N
11479 | Madison Gas & Electric Co | 7886 | Wind Turbine | E2680 Eagle Road | Casco | WI | 54205 | Kewaunee | 44.6694 | -87.6333 | MRO | MISO | Midcontinent Independent Transmission System Operator, Inc.. |  | 22 | RE | 1 | Electric Utility | N |  | N |  | N |  | N | X |  | Wisconsin Public Service Corp | 20860 | WI | 24.9 |  |  | N | [5 empty] | N | N
11018 | Lincoln Electric System | 7887 | Terry Bundy Generating Station | 7707 Bluff Road | Lincoln | NE | 68517 | Lancaster | 40.9097 | -96.6131 | MRO | SWPP | Southwest Power Pool | Effluent | 22 | RE | 1 | Electric Utility | N |  | N |  | N |  | N | X |  | Lincoln Electric System | 11018 | NE | 115 |  |  | N | Other - See pipeline notes. | NORTHERN NATURAL GAS |  |  |  | N | X
18454 | Tampa Electric Co | 7889 | NA 1 |  |  | FL |  |  |  |  | FRCC |  |  |  | 22 | RE | 1 | Electric Utility | N |  | N |  | N |  |  | X
21554 | Seminole Electric Cooperative Inc | 7890 | Unnamed |  |  | FL |  |  |  |  | FRCC | SEC | Seminole Electric Cooperative |  | 22 | RE | 1 | Electric Utility | N |  | N |  | N |  |  | X |  |  | 21554 | FL
6452 | Florida Power & Light Co | 7893 | Midway |  |  | FL |  | Taylor |  |  | FRCC |  |  |  | 22 | RE | 1 | Electric Utility | N |  | N |  | N |  |  | X
11249 | Louisville Gas & Electric Co | 7894 | Unknown |  |  | KY |  |  |  |  | SERC |  |  |  | 22 | RE | 1 | Electric Utility | N |  | N |  | N |  |  | X
17650 | Southern Power Co | 7897 | E B Harris Electric Generating Plant | 600 County Road 41 | Autaugaville | AL | 36067 | Autauga | 32.3814 | -86.5744 | SERC | SOCO | Southern Company Services, Inc. - Trans | Alabama River | 22 | NR | 2 | IPP Non-CHP | N |  | N |  | N |  | N | X |  | Alabama Power Co | 195 | AL | 500 |  |  | N |  | SOUTHERN NATURAL GAS COMPANY |  |  |  | N | X
13464 | Village of New Knoxville - (OH) | 7898 | New Knoxville | 101 South Main St | New Knoxville | OH | 45871 | Auglaize | 40.4994 | -84.3092 | RFC | PJM | PJM Interconnection, LLC |  | 22 | RE | 1 | Electric Utility | N |  | N |  | N |  |  | X |  | Village of New Knoxville - (OH) | 13464 | OH | 7.2 |  |  | N
1015 | Austin Energy | 7900 | Sand Hill | 13005 Fallwell Ln. | Austin | TX | 78617 | Travis | 30.2098 | -97.6129 | TRE | ERCO | Electric Reliability Council of Texas, Inc. | Colorado River/ SA Reg WWTP | 22 | RE | 1 | Electric Utility | N |  | N |  | N |  |  | X |  | Austin Energy | 1015 | TX | 138 |  |  | N |  | KINDER MORGAN TEXAS PIPELINE LLC | ENTERPRISE TEXAS PIPELINE |  |  | X
20847 | Wisconsin Electric Power Co | 7901 | Byron | 5656 County Trunk Highway F | Fond du Lac | WI | 54935 | Fond Du Lac | 43.6575 | -88.4381 | RFC | MISO | Midcontinent Independent Transmission System Operator, Inc.. |  | 22 | RE | 1 | Electric Utility | N |  | N |  | N |  | N | X |  | Wisconsin Electric Power Co | 20847 | WI | 24.9 |  |  | N | [5 empty] | X
17698 | Southwestern Electric Power Co | 7902 | Pirkey | 2396 FM Rd 3251 | Hallsville | TX | 75650 | Harrison | 32.4607 | -94.4852 | SPP | SWPP | Southwest Power Pool | Brandy Branch Reserv | 22 | RE | 1 | Electric Utility | N |  | N |  | N |  | Y | N | OP | Southwestern Electric Power Co | 17698 | TX | 138 |  |  | N |  | GULF SOUTH PIPELINE COMPANY LP |  |  |  | N
17833 | City Utilities of Springfield - (MO) | 7903 | McCartney | 5701 E. Farm Road 112 | Strafford | MO | 65757 | Greene | 37.2484 | -93.1708 | SPP | SWPP | Southwest Power Pool |  | 22 | RE | 1 | Electric Utility | N |  | N |  | N |  | N | X |  | City Utilities of Springfield - (MO) | 17833 | MO | 161 |  |  | N |  | SOUTHERN STAR CENTRAL GAS PIPELINE |  |  |  | N | X
10325 | Kings River Conservation Dist | 7907 | Pine Flat | 27709 Pine Flat Road | Piedra | CA | 93649 | Fresno | 36.8326 | -119.327 | WECC | CISO | California Independent System Operator | Kings River | 22 | RE | 1 | Electric Utility | N |  | N |  | N |  | N | X |  | Pacific Gas & Electric Co | 14328 | CA | 230 |  |  | N
15296 | New York Power Authority | 7909 | Vernon Boulevard | 42-30 Vernon Blvd | Long Island City | NY | 11427 | Queens | 40.7537 | -73.9508 | NPCC | NYIS | New York Independent System Operator |  | 22 | RE | 1 | Electric Utility | N |  | N |  | N |  | N | X |  | Consolidated Edison Co-NY Inc | 4226 | NY | 138 |  |  | N | CONSOLIDATED EDISON NEW YORK INC |  |  |  |  | N | N
15296 | New York Power Authority | 7910 | Joseph J Seymour Power Project | 23rd &3rd Ave | Brooklyn | NY | 11232 | Kings | 40.6631 | -74 | NPCC | NYIS | New York Independent System Operator |  | 22 | RE | 1 | Electric Utility | N |  | N |  | N |  | N | X |  | Consolidated Edison Co-NY Inc | 4226 | NY | 138 |  |  | N | CONSOLIDATED EDISON NEW YORK INC |  |  |  |  | N | N
14328 | Pacific Gas & Electric Co | 7911 | Kern Canyon | Rancheria Road off Highway 178 | Bakersfield | CA | 93301 | Kern | 35.4407 | -118.7965 | WECC | CISO | California Independent System Operator | Kern River | 22 | RE | 1 | Electric Utility | N |  | N |  | N |  |  | X |  | Pacific Gas & Electric Co | 14328 | CA | 70 |  |  | N
15296 | New York Power Authority | 7912 | Brentwood | William Floyd Pkwy | Long Island | NY | 11717 | Suffolk | 40.7871 | -73.2934 | NPCC | NYIS | New York Independent System Operator |  | 22 | RE | 1 | Electric Utility | N |  | N |  | N |  | N | X |  | Public Service Elec & Gas Co | 15477 | NJ | 69 |  |  | N | PUBLIC SERVICE ELECTRIC GAS CO |  |  |  |  | N | N
15296 | New York Power Authority | 7913 | Hell Gate | 910 E 134th St. Locust Ave | Bronx | NY | 10454 | Bronx | 40.799 | -73.9094 | NPCC | NYIS | New York Independent System Operator |  | 22 | RE | 1 | Electric Utility | N |  | N |  | N |  | N | X |  | Consolidated Edison Co-NY Inc | 4226 | NY | 138 |  |  | N | CONSOLIDATED EDISON NEW YORK INC |  |  |  |  | N | N
15296 | New York Power Authority | 7914 | Harlem River Yard | 680-780E 132nd St | Bronx | NY | 10454 | Bronx | 40.7991 | -73.9156 | NPCC | NYIS | New York Independent System Operator |  | 22 | RE | 1 | Electric Utility | N |  | N |  | N |  | N | X |  | Consolidated Edison Co-NY Inc | 4226 | NY | 138 |  |  | N | CONSOLIDATED EDISON NEW YORK INC |  |  |  |  | N | N
15296 | New York Power Authority | 7915 | North 1st | North 1st & Grand 47-79 River | Brooklyn | NY | 11211 | Kings | 40.7171 | -73.9664 | NPCC | NYIS | New York Independent System Operator |  | 22 | RE | 1 | Electric Utility | N |  | N |  | N |  | N | X |  | Consolidated Edison Co-NY Inc | 4226 | NY | 138 |  |  | N | CONSOLIDATED EDISON NEW YORK INC |  |  |  |  | N | N
13994 | Oglethorpe Power Corporation | 7916 | Talbot County Energy | 9125 Cartledge Rd | Box Springs | GA | 31801 | Talbot | 32.5892 | -84.6917 | SERC | SOCO | Southern Company Services, Inc. - Trans | Municipality and Wells | 22 | RE | 1 | Electric Utility | N |  | N |  | N |  |  | X |  | Georgia Transmission Corp | 7197 | GA | 230 |  |  | N |  | SOUTHERN NATURAL GAS COMPANY |  |  |  | N
13994 | Oglethorpe Power Corporation | 7917 | Chattahoochee Energy Facility | 3461 Hollingswarth Ferry Rd | Franklin | GA | 30217 | Heard | 33.4072 | -85.0386 | SERC | SOCO | Southern Company Services, Inc. - Trans | Chattahoochee River | 22 | RE | 1 | Electric Utility | N |  | N |  | N |  |  | X |  | Georgia Transmission Corp | 7197 | GA | 230 |  |  | N |  | TRANSCONTINENTAL GAS PIPELINE |  |  |  | N
40577 | American Mun Power-Ohio, Inc | 7918 | Galion | 1232 Freeseworks Place East | Galion | OH | 44833 | Crawford | 40.7303 | -82.7939 | RFC | PJM | PJM Interconnection, LLC |  | 22 | RE | 1 | Electric Utility | N |  | N |  | N |  | N | X |  | City of Galion | 6914 | OH | 12.47 |  |  | N | [5 empty] | X | X
40577 | American Mun Power-Ohio, Inc | 7919 | Seville | 8864 Ryan Rd. | Seville | OH | 44273 | Medina | 41.0317 | -81.8714 | RFC | PJM | PJM Interconnection, LLC |  | 22 | RE | 1 | Electric Utility | N |  | N |  | N |  | N | X |  | Seville Board of Public Affairs | 16951 | OH | 12.47 |  |  | N | [5 empty] | X | X
19062 | City of Traer - (IA) | 7920 | Traer South | Hwy 63 South | Traer | IA | 50675 | Tama | 42.1925 | -92.4747 | MRO | MISO | Midcontinent Independent Transmission System Operator, Inc.. | Municipality | 22 | RE | 1 | Electric Utility | N |  | N |  | N |  | N | X |  | City of Traer - (IA) | 19062 | IA | 12.5 |  |  | N | [5 empty] | N
11611 | City of Maquoketa - (IA) | 7921 | Maquoketa 2 | 105 Generac Drive | Maquoketa | IA | 52060 | Jackson | 42.07 | -90.66 | MRO | MISO | Midcontinent Independent Transmission System Operator, Inc.. | Municipality | 22 | RE | 1 | Electric Utility | N |  | N |  | N |  | N | X |  | City of Maquoketa - (IA) | 11611 | IA | 34.5 |  |  | N | [5 empty] | N | X
2287 | City of Brooklyn - (IA) | 7922 | Brooklyn City North Plant | 1250 Center St. | Brooklyn | IA | 52211 | Poweshiek | 41.7394 | -92.4394 | MRO | MISO | Midcontinent Independent Transmission System Operator, Inc.. | Municipality | 22 | RE | 1 | Electric Utility | N |  | N |  | Y | Pending | N | X |  | Central Iowa Power Cooperative | 3258 |  | 34.5 |  |  | N
241 | Albertville Municipal Utilities Board | 7924 | Albertville | 511 Water Plant Rd. | Albertville | AL | 35951 | Marshall | 34.3634 | -86.2239 | SERC | TVA | Tennessee Valley Authority |  | 22 | RE | 1 | Electric Utility | N |  | N |  | N |  |  | X |  | Tennessee Valley Authority | 18642 | AL | 161 |  |  | N
7570 | Great River Energy | 7925 | Lakefield Junction | 2159 20th Avenue | Trimont | MN | 56176 | Martin | 43.7984 | -94.8415 | MRO | MISO | Midcontinent Independent Transmission System Operator, Inc.. |  | 22 | RE | 1 | Electric Utility | N |  | N |  | N |  | N | X |  | Northern States Power Co - Minnesota | 13781 | MN | 345 |  |  | N |  | NORTHERN BORDER P L CO |  |  |  | N | N
18204 | City of Strawberry Point | 7926 | South Strawberry | 113 Lincoln Street | Strawberry Point | IA | 52076 | Clayton | 42.7114 | -91.5469 | MRO | MISO | Midcontinent Independent Transmission System Operator, Inc.. | Municipality | 22 | RE | 1 | Electric Utility | N |  | N |  | N |  | N | X |  | City of Strawberry Point | 18204 | IA | 13.8 |  |  | N
18642 | Tennessee Valley Authority | 7927 | Buffalo Mountain | 1980 Windrock Rd | Oliver Springs | TN | 37840 | Anderson | 36.121 | -84.3387 | SERC | TVA | Tennessee Valley Authority |  | 22 | RE | 1 | Electric Utility | N |  | N |  | N |  |  | X |  | Tennessee Valley Authority | 18642 | TN | 69 |  |  | N
10000 | Kansas City Power & Light Co | 7928 | Osawatomie | 32808 Lone Star Road | Miami | KS | 66071 | Miami | 38.5322 | -94.9026 | SPP | SWPP | Southwest Power Pool | Municipality | 22 | RE | 1 | Electric Utility | N |  | N |  | N |  |  | X |  | Kansas City Power & Light Co | 10000 | KS | 161 |  |  | N |  | PANHANDLE EASTERN PIPELINE COMPANY |  |  |  | N
10000 | Kansas City Power & Light Co | 7929 | West Gardner | 18827 Dillie Road | Johnson | KS | 66021 | Johnson | 38.7875 | -94.9861 | SPP | SWPP | Southwest Power Pool |  | 22 | RE | 1 | Electric Utility | N |  | N |  | N |  |  | X |  | Kansas City Power & Light Co | 10000 | KS | 161 |  |  | N |  | PANHANDLE EASTERN PIPELINE COMPANY |  |  |  | N
16440 | City of Russell - (KS) | 7930 | Russell Energy Center | 1250 E 15th | Russell | KS | 67665 | Russell | 38.8997 | -98.8394 | SPP | SWPP | Southwest Power Pool | Municipality | 22 | RE | 1 | Electric Utility | N |  | N |  | N |  | N | X |  | Sunflower Electric Power Corp | 18315 |  | 34.5 |  |  | N | KANSAS GAS SERVICE COMPANY |  |  |  |  | N | X
20169 | Avista Corp | 7931 | Coyote Springs II | 200 Ullman Blvd | Boardman | OR | 97818 | Morrow | 45.848 | -119.674 | WECC | BPAT | Bonneville Power Administration | Municipality | 22 | RE | 1 | Electric Utility | N |  | N |  | N |  | N | X |  | Avista Corp | 20169 | WA | 500 |  |  | N |  | TRANSCANADA - GAS TRANSMISSION NW |  |  |  | N | X
20910 | Wolverine Power Supply Coop | 7932 | Gaylord - Wolverine | 2700 Milbocker Road | Gaylord | MI | 49735 | Otsego | 45.0046 | -84.7218 | RFC | MISO | Midcontinent Independent Transmission System Operator, Inc.. | Well | 22 | RE | 1 | Electric Utility | N |  | N |  | N |  |  | X |  | Wolverine Power Supply Coop | 20910 |  | 69 |  |  | N |  | DTE GAS COMPANY |  |  |  | N | X
16198 | City of Rock Falls - (IL) | 7934 | Industrial Park | 1109 Industrial Park Rd | Rock Falls | IL | 61071 | Whiteside | 41.7682 | -89.6744 | RFC | MISO | Midcontinent Independent Transmission System Operator, Inc.. |  | 22 | RE | 1 | Electric Utility | N |  | N |  | N |  | N | X |  | City of Rock Falls - (IL) | 16198 | IL | 34.5 |  |  | N | [5 empty] | N | N
19150 | Trenton Municipal Utilities - (MO) | 7935 | Trenton South | 1st & Johnson | Trenton | MO | 64683 | Grundy | 40.0672 | -93.6044 | SERC | SWPP | Southwest Power Pool |  | 22 | RE | 1 | Electric Utility | N |  | N |  | N |  |  | X |  | Trenton Municipal Utilities - (MO) | 19150 | MO | 13.2 |  |  | N
20160 | Energy Northwest | 7936 | Nine Canyon | 92308 S. Nine Canyon Road | Kennewick | WA | 99336 | Benton | 46.0958 | -119.0964 | WECC | BPAT | Bonneville Power Administration |  | 22 | RE | 1 | Electric Utility | N |  | N |  | N |  | N | X |  | PUD No 1 of Benton County | 1579 | WA | 115 |  |  | N | [5 empty] | X | X
15466 | Public Service Co of Colorado | 7937 | Ponnequin | South of Wy Border;East of I25 | Salida | CO | 81201 | Weld | 40.9905 | -104.8167 | WECC | WACM | Western Area Power Administration - Rocky Mountain Region |  | 22 | RE | 1 | Electric Utility | N |  | N |  | N |  | N | X |  | Cheyenne Light Fuel & Power Co | 3461 | WY | 115 |  |  | N | [5 empty] | X | X
40229 | Old Dominion Electric Coop | 7940 | Ponton Diesel Generating Facility | Virginia State Road 614 | Amelia | VA | 23002 | Amelia | 37.2953 | -77.9862 | SERC | PJM | PJM Interconnection, LLC | n/a | 22 | RE | 1 | Electric Utility | N |  | N |  | N |  | N | X |  | Southside Electric Coop, Inc | 21244 | VA | 12.47 |  |  | N | [5 empty] | N | X
40229 | Old Dominion Electric Coop | 7941 | Nottoway Diesel Generating Facility | 23636 Meherrin Road | Courtland | VA | 23837 | Southampton | 36.6972 | -77.105 | SERC | PJM | PJM Interconnection, LLC | n/a | 22 | RE | 1 | Electric Utility | N |  | N |  | N |  | N | X |  | Community Electric Coop | 4117 | VA | 34.5 |  |  | N | [5 empty] | N | X
12397 | Metropolitan Water District of S CA | 7942 | Diamond Valley Lake | 33552 Newport Road | Winchester | CA | 92596 | Riverside | 33.6808 | -117.0698 | WECC | CISO | California Independent System Operator | River | 22 | RE | 1 | Electric Utility | N |  | N |  | N |  | N | X |  | Southern California Edison Co | 17609 | CA | 115 |  |  | N
13100 | Municipal Electric Authority | 7946 | Wansley Unit 9 | 3461 Hollingsworth Ferry Rd | Franklin | GA | 30217 | Heard | 33.4083 | -85.0403 | SERC | SOCO | Southern Company Services, Inc. - Trans | Chattahoochee River | 22 | RE | 1 | Electric Utility | N |  | N |  | N |  | N | X |  | Georgia Transmission Corp | 7197 | GA | 230 |  |  | N | Other - See pipeline notes. | TRANSCONTINENTAL GAS PIPELINE |  |  |  | N | N
14232 | Otter Tail Power Co | 7947 | Solway CT | 7707 Centerline Road NW | Solway | MN | 56678 | Beltrami | 47.5446 | -95.1297 | MRO | MISO | Midcontinent Independent Transmission System Operator, Inc.. | Wells | 22 | RE | 1 | Electric Utility | N |  | N |  | N |  | N | X |  | Otter Tail Power Co | 14232 | MN | 115 |  |  | N |  | GREAT LAKES GAS TRANSMISSION LP |  |  |  | N | X
9267 | Hoosier Energy R E C, Inc | 7948 | Lawrence County Station | 1000 S. Old Palestine Road | Mitchell | IN | 47446 | Lawrence | 38.8003 | -86.4511 | RFC | MISO | Midcontinent Independent Transmission System Operator, Inc.. | Wells | 22 | RE | 1 | Electric Utility | N |  | N |  | N |  | N | X |  | Hoosier Energy R E C, Inc | 9267 |  | 161 |  |  | N |  | ANR PIPELINE COMPANY |  |  |  | N | X
18642 | Tennessee Valley Authority | 7950 | Franklin (TN) | n/a (Indefinitely Postponed) | Estill Springs | TN | 37330 | Franklin | 35.2706 | -86.1394 | SERC | TVA | Tennessee Valley Authority | Woods Reservoir | 22 | RE | 1 | Electric Utility | N |  | N |  | N |  |  | X |  | Tennessee Valley Authority | 18642 | TN |  |  |  | N
9191 | Idaho Power Co | 7953 | Evander Andrews Power Complex | 1862 NW Mashburn Road | Mountain Home | ID | 83647 | Elmore | 43.1792 | -115.7343 | WECC | IPCO | Idaho Power Company |  | 22 | RE | 1 | Electric Utility | N |  | N |  | N |  | N | X |  | Idaho Power Co | 9191 | ID | 138 | 230 |  | N |  | NORTHWEST PIPELINE GP |  |  |  | N | N
56152 | New Smyrna Beach Utilities Commission | 7954 | Field Street | 1000 Field Street | New Smyrna Beach | FL | 32168 | Volusia | 29.0213 | -80.9949 | FRCC | NSB | New Smyrna Beach, Utilities Commission of | Municipality | 22 | RE | 1 | Electric Utility | N |  | N |  | N |  |  | X |  | New Smyrna Beach City of | 13485 | FL | 23 |  |  | N | [5 empty] | N
14127 | Omaha Public Power District | 7955 | Elk City Station | 13770 N 216th Street | Bennington | NE | 68007 | Douglas | 41.3839 | -96.2544 | MRO | SWPP | Southwest Power Pool |  | 22 | RE | 1 | Electric Utility | N |  | N |  | N |  |  | X |  | Omaha Public Power District | 14127 | NE | 13.8 |  |  | N | [5 empty] | N
13809 | NorthWestern Energy - (SD) | 7956 | Future CT | 10th Street SE | Huron | SD | 57350 | Hyde | 44.5225 | -99.4411 | MRO | MISO | Midcontinent Independent Transmission System Operator, Inc.. |  | 22 | RE | 1 | Electric Utility | N |  | N |  | N |  |  | X |  | NorthWestern Energy | 13809 | SD
59159 | Central Electric Power | 7957 | Sediver | 7801 Park Place Road | York | SC | 29745 | York | 34.9653 | -81.1872 | SERC | DUK | Duke Energy Carolinas | not applicable | 22 | RE | 1 | Electric Utility | N |  | N |  | N |  | N | X |  | York Electric Coop Inc | 21002 | SC | 12.47 |  |  | N
17543 | South Carolina Public Service Authority | 7958 | Horry Land Fill Gas Site | 1880 Hwy 90 | Conway | SC | 29526 | Horry | 33.8125 | -78.9672 | SERC | SC | South Carolina Public Service Authority |  | 22 | RE | 1 | Electric Utility | N |  | N |  | N |  | N | X |  | Horry Electric Coop Inc | 8786 | SC | 12.47 |  |  | N | [5 empty] | X | X
18642 | Tennessee Valley Authority | 7960 | Kemper County | 221 Mark Cobb Rd. | De Kalb | MS | 39328 | Kemper | 32.7976 | -88.606 | SERC | TVA | Tennessee Valley Authority | Wells | 22 | RE | 1 | Electric Utility | N |  | N |  | N |  |  | X |  | Tennessee Valley Authority | 18642 | MS | 161 |  |  | N |  | TENNESSEE GAS PIPELINE COMPANY |  |  |  | N
5084 | Delaware Municipal Electric Corp | 7962 | Warren F Sam Beasley Generation Station | 217 Artisan Drive | Smyrna | DE | 19977 | Kent | 39.2792 | -75.6239 | RFC | PJM | PJM Interconnection, LLC | Smyrna Municipal Water | 22 | RE | 1 | Electric Utility | N |  | N |  | N |  | N | X |  | Delmarva Power | 5027 | DE | 138 |  |  | N |  | EASTERN SHORE NATURAL GAS CO |  |  |  | N | N
6909 | Gainesville Regional Utilities | 7963 | South West Landfill | 19401 SW Archer Road | Archer | FL | 32618 | Alachua | 29.5131 | -82.5481 | FRCC | FPC | Progress Energy Florida |  | 22 | RE | 1 | Electric Utility | N |  | N |  | N |  | N | X |  |  | 6455 | FL | 12.47 |  |  | N | [5 empty] | X | X
19436 | Union Electric Co - (MO) | 7964 | Peno Creek | 16303 Pike 43 | Bowling Green | MO | 63334 | Pike | 39.3531 | -91.2295 | SERC | MISO | Midcontinent Independent Transmission System Operator, Inc.. |  | 22 | RE | 1 | Electric Utility | N |  | N |  | N |  |  | X |  | Union Electric Co - (MO) | 19436 | MO | 161 |  |  | N |  | PANHANDLE EASTERN PIPELINE COMPANY |  |  |  | N
11018 | Lincoln Electric System | 7965 | Salt Valley Wind Plant | 9700 N 70th Street | Lincoln | NE | 68517 | Lancaster | 40.9044 | -96.6231 | MRO | SWPP | Southwest Power Pool |  | 22 | RE | 1 | Electric Utility | N |  | N |  | N |  | N | X |  | Lincoln Electric System | 11018 | NE | 12.5 |  |  | N | [5 empty] | X | X
309 | City of Algona - (IA) | 7966 | Iowa Distributed Wind Generation Project | 1604 190th Street | Algona | IA | 50511 | Kossuth | 43.0347 | -94.1406 | MRO | MISO | Midcontinent Independent Transmission System Operator, Inc.. |  | 22 | RE | 1 | Electric Utility | N |  | N |  | N |  |  | X |  | City of Algona - (IA) | 309 | IA | 13.8 |  |  | N
15473 | Public Service Co of NM | 7967 | Lordsburg Generating | 2 Power Plant Road | Lordsburg | NM | 88045 | Hidalgo | 32.3505 | -108.698 | WECC | PNM | Public Service Company of New Mexico | Wells | 22 | RE | 1 | Electric Utility | N |  | N |  | N |  | N | X |  | Public Service Co of NM | 15473 | NM | 115 |  |  | N |  | EL PASO NATURAL GAS COMPANY LLC |  |  |  | N | X
13100 | Municipal Electric Authority | 7968 | W R Clayton Plant |  |  | GA | 30655 | Walton | 33.8194 | -83.6944 | SERC |  |  | Municipality | 22 | RE | 1 | Electric Utility | N |  | N |  | N |  | N | X
12807 | Michigan South Central Pwr Agy | 7970 | State St Generating | S E CornerofE State&N Michigan | Coldwater | MI | 49036 | Branch | 41.9557 | -84.9796 | RFC | MISO | Midcontinent Independent Transmission System Operator, Inc.. |  | 22 | RE | 1 | Electric Utility | N |  | N |  | N |  | N | X |  | Coldwater Board of Public Util | 3915 | MI | 13.8 |  |  | N | MICHIGAN GAS UTILITIES CO |  |  |  |  | N | X
14645 | City of Pella - (IA) | 7971 | Pella Peaking | 1875 Washington | Pella | IA | 50219 | Marion | 41.4106 | -92.9378 | MRO | MISO | Midcontinent Independent Transmission System Operator, Inc.. | Municipality | 22 | RE | 1 | Electric Utility | N |  | N |  | N |  |  | X |  | City of Pella - (IA) | 14645 | IA | 69 | 12.47 |  | N | [5 empty] | N
20910 | Wolverine Power Supply Coop | 7972 | Sumpter | 8509 Rawsonville Road | Belleville | MI | 48111 | Wayne | 42.167 | -83.5318 | RFC | MISO | Midcontinent Independent Transmission System Operator, Inc.. |  | 22 | RE | 1 | Electric Utility | N |  | N |  | N |  |  | X |  | ITC Transmission | 56068 | MI | 120 |  |  | N | Other - See pipeline notes. |  |  |  | DTE ENERGY COMPANY | N | X
9961 | Kansas Electric Power Coop Inc | 7973 | Sharpe | 1709 Oxen Lane NE | Waverly | KS | 66871 | Coffey | 38.275 | -95.6839 | SPP | SWPP | Southwest Power Pool |  | 22 | RE | 1 | Electric Utility | N |  | N |  | N |  | N | X |  | Lyon-Coffey Electric Coop, Inc | 11334 | KS | 69 |  |  | N | [5 empty] | X | X
1307 | Basin Electric Power Coop | 7974 | Chamberlain Wind Project | Hwy 50 | Chamberlain | SD | 57325 | Brule | 43.8485 | -99.2476 | MRO | SWPP | Southwest Power Pool |  | 22 | RE | 1 | Electric Utility | N |  | N |  | N |  | N | X |  | East River Elec Pwr Coop, Inc | 5552 |  | 69 |  |  | N | [5 empty] | X | X
30151 | Tri-State G & T Assn, Inc | 7975 | Pyramid | 53 Ramos Farms Road | Lordsburg | NM | 88045 | Hidalgo | 32.2363 | -108.5494 | WECC | PNM | Public Service Company of New Mexico | Wells | 22 | RE | 1 | Electric Utility | N |  | N |  | N |  | N | X |  | Public Service Co of NM | 15473 | NM | 115 |  |  | N |  | EL PASO NATURAL GAS COMPANY LLC |  |  |  | N
13095 | City of Mulvane - (KS) | 7976 | Mulvane 2 | 9910 E 111 th ST South | Mulvane | KS | 67110 | Sedgwick | 37.4908 | -97.2216 | SPP | SWPP | Southwest Power Pool | Municipality | 22 | RE | 1 | Electric Utility | N |  | N |  | N |  | N | X |  | City of Mulvane - (KS) | 13095 | KS | 69 |  |  | N | [5 empty] | N | N
7494 | City of Granite Falls - (MN) | 7977 | Granite Falls 2 | 1330 13th Street | Granite Falls | MN | 56241 | Yellow Medicine | 44.8047 | -95.557 | MRO | MISO | Midcontinent Independent Transmission System Operator, Inc.. | Municipality | 22 | RE | 1 | Electric Utility | N |  | N |  | N |  | N | X |  | City of Granite Falls - (MN) | 7494 | MN | 69 |  |  | N | [5 empty] | X | X
5416 | Duke Energy Carolinas, LLC | 7981 | Mill Creek (SC) | 317 Elm Road | Blacksburg | SC | 29702 | Cherokee | 35.1597 | -81.4306 | SERC | DUK | Duke Energy Carolinas | Mill Creek | 22 | RE | 1 | Electric Utility | N |  | N |  | N |  | N | X |  | Duke Energy Carolinas, LLC | 5416 | SC | 230 |  |  | N | PIEDMONT NATURAL GAS |  |  |  |  | N | N
15793 | Redwood Falls Public Util Comm | 7982 | South Generation | 500 East Tin Street | Redwood Falls | MN | 56283 | Redwood | 44.5331 | -95.1122 | MRO | MISO | Midcontinent Independent Transmission System Operator, Inc.. | Municipality | 22 | RE | 1 | Electric Utility | N |  | N |  | N |  | N | X |  | Redwood Falls Public Util Comm | 15793 | MN | 13.8 |  |  | N | [5 empty] | X | X
40582 | Michigan Public Power Agency | 7984 | Kalkaska CT #1 | 1750 Prough Road SW | Kalkaska | MI | 49646 | Kalkaska | 44.6889 | -85.2019 | RFC | MISO | Midcontinent Independent Transmission System Operator, Inc.. |  | 22 | RE | 1 | Electric Utility | N |  | N |  | N |  | N | X |  | Wolverine Power Supply Coop | 20910 |  | 69 |  |  | N |  | ANR PIPELINE COMPANY |  |  |  | N | N
12341 | MidAmerican Energy Co | 7985 | Greater Des Moines | 4401A Carlisle Rd. | Pleasant Hill | IA | 50317 | Polk | 41.5563 | -93.5283 | MRO | MISO | Midcontinent Independent Transmission System Operator, Inc.. | Municipality | 22 | RE | 1 | Electric Utility | N |  | N |  | N |  |  | X |  | MidAmerican Energy Co | 12341 | IA | 345 |  |  | N |  | NORTHERN NATURAL GAS |  |  |  | N | X
2507 | City of Burbank Water and Power | 7987 | Lake One | 164 W. Magnolia | Burbank | CA | 91502 | Los Angeles | 34.1772 | -118.3147 | WECC | LDWP | Los Angeles Department of Water and Power | Municipality | 22 | RE | 1 | Electric Utility | N |  | N |  | N |  |  | X |  | City of Burbank Water and Power | 2507 | CA | 69 |  |  | N | SOUTHERN CALIFORNIA GAS COMPANY |  |  |  |  | N
17568 | Cooperative Energy | 7988 | Silver Creek | 217 Moses Lane | Prentiss | MS | 39474 | Jefferson Davis | 31.6004 | -89.9468 | SERC | MISO | Midcontinent Independent Transmission System Operator, Inc.. | Wells | 22 | RE | 1 | Electric Utility | N |  | N |  | N |  | N | X |  | Entergy Mississippi Inc | 12685 | MS | 115 |  |  | N |  | SOUTHCROSS ENERGY LLC |  |  |  | N | X
17568 | Cooperative Energy | 7989 | Sylvarena | 3012 Smith County Road 97 | Raleigh | MS | 39153 | Smith | 31.9821 | -89.4127 | SERC | MISO | Midcontinent Independent Transmission System Operator, Inc.. | Wells | 22 | RE | 1 | Electric Utility | N |  | N |  | N |  | N | X |  | Entergy Mississippi Inc | 12685 | MS | 115 |  |  | N |  | SOUTHCROSS ENERGY LLC |  |  |  | N | X
406 | City of Altamont - (IL) | 7990 | Altamont | 10590 North 205th Street | Alamont | IL | 62411 | Effingham | 39.0687 | -88.7555 | SERC | MISO | Midcontinent Independent Transmission System Operator, Inc.. | Municipal Water System | 22 | RE | 1 | Electric Utility | N |  | N |  | N |  | N | X |  | City of Altamont - (IL) | 406 | IL | 69 |  |  | N | [5 empty] | X | X
11479 | Madison Gas & Electric Co | 7991 | West Campus Cogeneration Facility | 515 Walnut Street | Madison | WI | 53701 | Dane | 43.0751 | -89.4251 | MRO | MISO | Midcontinent Independent Transmission System Operator, Inc.. | Lake Mendota | 22 | RE | 1 | Electric Utility | N |  | N |  | N |  | N | X |  | American Transmission Co | 659 |  | 69 |  |  | N | MADISON GAS ELEC CO |  |  |  |  | N | N
14624 | PUD No 2 of Grant County | 7994 | Randolph Road | Randolph Road Sub | Moses Lake | WA | 98837 | Grant | 47.1833 | -119.3 | WECC | GCPD | Public Utility District No. 2 of Grant County, Washington |  | 22 | RE | 1 | Electric Utility | N |  | N |  | N |  |  | X |  | PUD No 2 of Grant County | 14624 | WA
56146 | Black Hills/Colorado Elec.Util | 7995 | Airport Industrial | 475 William White Blvd. | Pueblo | CO | 81001 | Pueblo | 38.2844 | -104.5308 | WECC | PSCO | Public Service Company of Colorado |  | 22 | RE | 1 | Electric Utility | N |  | N |  | N |  | N | X |  | Black Hills/Colorado Elec.Util | 56146 | CO | 115 |  |  | N | [5 empty] | X | X
10623 | City of Lakeland - (FL) | 7997 | Winston | 1200 Airport Rd | Lakeland | FL | 33811 | Polk | 28.0274 | -82.0164 | FRCC | FMPP | Florida Municipal Power Pool | Air Cooled | 22 | RE | 1 | Electric Utility | N |  | N |  | N |  | N | X |  | City of Lakeland - (FL) | 10623 | FL | 12.47 |  |  | N | [5 empty] | N | X
16572 | Salt River Project | 7998 | Tri Cities | P.O. Box 52025 PAB 221 | Phoenix | AZ | 85072 | Maricopa | 33.4833 | -111.8172 | WECC | SRP | Salt River Project |  | 22 | RE | 1 | Electric Utility | N |  | N |  | N |  | N | X |  | Salt River Project | 16572 | AZ | 12
49893 | Invenergy Services LLC | 7999 | Grays Harbor Energy Facility | 401 Keys Road | Elma | WA | 98541 | Grays Harbor | 46.9692 | -123.48 | WECC | BPAT | Bonneville Power Administration | Ranney Wells | 22 | NR | 2 | IPP Non-CHP | N |  | N |  | N |  | N | X |  | Bonneville Power Administration | 1738 | WA | 230 |  |  | N |  | NORTHWEST PIPELINE GP |  |  |  | N
13337 | Nebraska Public Power District | 8000 | Beatrice | 20261 SW 61st Rd | Beatrice | NE | 68310 | Gage | 40.3302 | -96.8082 | MRO | SWPP | Southwest Power Pool | Wells | 22 | RE | 1 | Electric Utility | N |  | N |  | N |  |  | X |  | Nebraska Public Power District | 13337 | NE | 115 |  |  | N |  | NORTHERN NATURAL GAS | TRAILBLAZER PIPELINE COMPANY |  |  | X | X
15472 | Public Service Co of NH | 8002 | Newington | Gosling Rd. | Newington | NH | 3801 | Rockingham | 43.1 | -70.7908 | NPCC | ISNE | ISO New England Inc. | Piscataqua River | 22 | RE | 1 | Electric Utility | N |  | N |  | N |  | N | X |  | Public Service Co of NH | 15472 | NH | 345 |  |  | N |  | MARITIMES NORTHEAST PIPELINE LLC |  |  |  | N
54765 | Bear Swamp Power Company LLC | 8004 | Fife Brook | River Road | Florida | MA | 1247 | Berkshire | 42.6857 | -72.9776 | NPCC | ISNE | ISO New England Inc. | Deerfield River | 22 | NR | 2 | IPP Non-CHP | N |  | N |  | Y | 98-91-000 | N | X |  | Public Service Co of NH | 15472 | NH | 115 |  |  | N | [5 empty] | N | N
54765 | Bear Swamp Power Company LLC | 8005 | Bear Swamp | River Road | Florida | MA | 1247 | Berkshire | 42.6839 | -72.9599 | NPCC | ISNE | ISO New England Inc. | Deerfield River | 22 | NR | 2 | IPP Non-CHP | N |  | N |  | Y | 98-91-000 | N | X |  | Public Service Co of NH | 15472 | NH | 115 |  |  | Y | [5 empty] | N | N
5511 | CCI Roseton LLC | 8006 | Roseton Generating Facility | 992 River Road | Newsburgh | NY | 12550 | Orange | 41.5738 | -73.9663 | NPCC | NYIS | New York Independent System Operator | Hudson River | 22 | NR | 2 | IPP Non-CHP | N |  | N |  | N |  | N | X |  | Central Hudson Gas & Elec Corp | 3249 | NY | 345 |  |  | N | CENTRAL HUDSON GAS ELECTRIC |  |  |  |  | N | X
56505 | National Grid Generation LLC | 8007 | Holtsville | 180A Morris Ave | Holtsville | NY | 11742 | Suffolk | 40.817 | -73.0663 | NPCC | NYIS | New York Independent System Operator |  | 22 | RE | 1 | Electric Utility | N |  | N |  | N |  |  | X |  | Long Island Power Authority | 11171 | NY | 69 | 138 |  | N
56606 | Calpine New Jersey Generation LLC | 8008 | Mickleton Station | Harmony Road | Mickleton | NJ | 8056 | Gloucester | 39.8119 | -75.249 | RFC | PJM | PJM Interconnection, LLC |  | 22 | NR | 2 | IPP Non-CHP | N |  | N |  | Y | 03-85 | N | X |  | Atlantic City Electric Co | 963 | NJ | 69 |  |  | N | SOUTH JERSEY GAS COMPANY |  |  |  |  | N | N
13511 | New York State Elec & Gas Corp | 8009 | Auburn State Street | State Street | Auburn | NY | 13021 | Cayuga | 42.9278 | -76.5921 | NPCC | NYIS | New York Independent System Operator |  | 22 | RE | 1 | Electric Utility | N |  | N |  | N |  |  | X |  | New York State Elec & Gas Corp | 13511 | NY | 12 |  |  | N | NEW YORK STATE ELEC AND GAS CORP |  |  |  |  | N | N
13137 | City of Murray - (UT) | 8010 | Murray Turbine | 153 W 4800 So | Murray | UT | 84107 | Salt Lake | 40.67 | -111.89 | WECC | PACE | PacifiCorp - East | Municipality | 22 | RE | 1 | Electric Utility | N |  | N |  | N |  | N | X |  | City of Murray - (UT) | 13137 | UT | 138 |  |  | N | QUESTAR GAS COMPANY |  |  |  |  | N | N
55951 | Exelon Nuclear | 8011 | Three Mile Island | PO Box 480 | Middletown | PA | 17057 | Dauphin | 40.1515 | -76.7232 | RFC | PJM | PJM Interconnection, LLC | Susquehanna River | 22 | NR | 2 | IPP Non-CHP | N |  | N |  | N |  | N | X |  | Metropolitan Edison Co | 12390 | PA | 230 |  |  | N | [5 empty] | N | X
6035 | Exelon Power | 8012 | Croydon CT Generating Station | 955 River Rd. | Bristol Twp. | PA | 19020 | Bucks | 40.08 | -74.8917 | RFC | PJM | PJM Interconnection, LLC |  | 22 | NR | 2 | IPP Non-CHP | N |  | N |  | N |  | N | X |  | PECO Energy Co | 14940 | PA | 230 |  |  | N | [5 empty] | X | X
13697 | North Central Power Co Inc | 8013 | Winter | 5882 State Road 70 | Winter | WI | 54896 | Sawyer | 45.8367 | -90.9735 | MRO | MISO | Midcontinent Independent Transmission System Operator, Inc.. | Well | 22 | RE | 1 | Electric Utility | N |  | N |  | N |  |  | X |  | North Central Power Co Inc | 13697 | WI | 23 |  |  | N
11731 | City of Marshall - (MN) | 8014 | Co Rd 33 | NA | Marshall | MN | 56258 | Lyon | 44.4814 | -95.7558 | MRO |  |  |  | 22 | RE | 1 | Electric Utility | N |  | N |  | N |  |  | X
14446 | Paragould Light & Water Comm | 8015 | Paragould Reciprocating | 1901 Jones Road | Paragould | AR | 72450 | Greene | 36.0242 | -90.5094 | SPP | SPA | Southwestern Power Administration |  | 22 | RE | 1 | Electric Utility | N |  | N |  | N |  | N | X |  | Paragould Light & Water Comm | 14446 | AR | 13.2 |  |  | N | CENTERPOINT ENERGY ARKLA |  |  |  |  | N | X
17828 | City of Springfield - (IL) | 8016 | Factory | 1900 Factory Street | Springfield | IL | 62702 | Sangamon | 39.8259 | -89.6373 | SERC | MISO | Midcontinent Independent Transmission System Operator, Inc.. |  | 22 | RE | 1 | Electric Utility | N |  | N |  | N |  | N | X |  | City of Springfield - (IL) | 17828 | IL | 69 |  |  | N | [5 empty] | X | X
6924 | City of Gallatin - (MO) | 8017 | Gallatin #2 | 13 Hwy | Gallatin | MO | 64640 | Daviess | 39.9283 | -93.9378 | SPP | SWPP | Southwest Power Pool |  | 22 | RE | 1 | Electric Utility | N |  | N |  | N |  | N | X | [7 empty] | N | [5 empty] | N | X
19578 | Upper Peninsula Power Company | 8019 | Portage | 16626 Academy Rd | South Range | MI | 49963 | Houghton | 47.0808 | -88.6472 | MRO | MISO | Midcontinent Independent Transmission System Operator, Inc.. |  | 22 | RE | 1 | Electric Utility | N |  | N |  | N |  | N | X |  | Upper Peninsula Power Co | 19578 | MI | 69 |  |  | N | [5 empty] | N | N
1148 | City of Baldwin City- (KS) | 8020 | Baldwin City Plant No 2 | 1101 Orange Street | Baldwin City | KS | 66006 | Douglas | 38.7649 | -95.192 | SPP | SWPP | Southwest Power Pool | Municipality | 22 | RE | 1 | Electric Utility | N |  | N |  | N |  | N | X |  | Kansas City Power & Light Co | 10000 | KS | 34.5 |  |  | N | KANSAS GAS SERVICE COMPANY | SOUTHERN STAR CENTRAL GAS PIPELINE | SOUTHERN STAR CENTRAL GAS PIPELINE |  |  | N | X
3413 | PUD No 1 of Chelan County | 8021 | Diesel Generator Farm | NA | Wenatchee | WA | 98801 | Chelan | 47.4247 | -120.3275 | WECC |  |  |  | 22 | RE | 1 | Electric Utility | N |  | N |  | N |  | N | X | [7 empty] | N | [5 empty] | X | X
20169 | Avista Corp | 8022 | Boulder Park | N. 4424 Barker Road | Spokane | WA | 99027 | Spokane | 47.6972 | -117.1472 | WECC | AVA | Avista Corporation |  | 22 | RE | 1 | Electric Utility | N |  | N |  | N |  | N | X |  | Avista Corp | 20169 | WA | 115 |  |  | N |  | TRANSCANADA - GAS TRANSMISSION NW |  |  |  | N | X
20856 | Wisconsin Power & Light Co | 8023 | Columbia (WI) | W8375 Murray Rd | Pardeville | WI | 53954 | Columbia | 43.4864 | -89.4203 | MRO | MISO | Midcontinent Independent Transmission System Operator, Inc.. | Wisconsin River | 22 | RE | 1 | Electric Utility | N |  | N |  | N |  | Y | N | OP | American Transmission Co | 659 | WI | 345 |  |  | N | [5 empty] | X
9417 | Interstate Power and Light Co | 8025 | Montgomery | 914 Mill Avenue, NE | Montgomery | MN | 56069 | Le Sueur | 44.4421 | -93.565 | MRO | MISO | Midcontinent Independent Transmission System Operator, Inc.. |  | 22 | RE | 1 | Electric Utility | N |  | N |  | N |  |  | X |  | ITC Midwest LLC | 56161 | MI | 69
1307 | Basin Electric Power Coop | 8026 | Hartzog | Hwy 50 | Wright | WY | 82732 | Campbell | 43.8294 | -105.5322 | WECC | WACM | Western Area Power Administration - Rocky Mountain Region |  | 22 | RE | 1 | Electric Utility | N |  | N |  | N |  | N | X |  | Powder River Energy Corp | 19156 | WY | 69 |  |  | N |  | Other - Please explain in pipeline notes below. |  |  | THUNDER CREEK NGL P L, LLC | N | X
13781 | Northern States Power Co - Minnesota | 8027 | Blue Lake | 1200 70th St | Shakopee | MN | 55379 | Scott | 44.7855 | -93.4315 | MRO | MISO | Midcontinent Independent Transmission System Operator, Inc.. |  | 22 | RE | 1 | Electric Utility | N |  | N |  | N |  | N | X |  | Northern States Power Co - Minnesota | 13781 | MN | 115 |  |  | N | NORTHERN STATES PWR CO |  |  |  |  | N | N
1307 | Basin Electric Power Coop | 8028 | Arvada | Hwy 14 | Arvada | WY | 82831 | Sheridan | 44.69 | -106.1092 | WECC | WACM | Western Area Power Administration - Rocky Mountain Region |  | 22 | RE | 1 | Electric Utility | N |  | N |  | N |  | N | X |  | Powder River Energy Corp | 19156 | WY | 69 |  |  | N |  | Other - Please explain in pipeline notes below. |  |  | THUNDER CREEK NGL P L, LLC | N | X
12341 | MidAmerican Energy Co | 8029 | Sycamore (IA) | 6141 NW Beaver Dr. | Johnston | IA | 50131 | Polk | 41.6722 | -93.6769 | MRO | MISO | Midcontinent Independent Transmission System Operator, Inc.. |  | 22 | RE | 1 | Electric Utility | N |  | N |  | N |  |  | X |  | MidAmerican Energy Co | 12341 | IA | 69 |  |  | N |  | MIDAMERICAN ENERGY COMPANY |  |  |  | N | X
1307 | Basin Electric Power Coop | 8030 | Barber Creek | Interstate 90 | Gillette | WY | 82718 | Campbell | 43.7219 | -105.7689 | WECC | WACM | Western Area Power Administration - Rocky Mountain Region |  | 22 | RE | 1 | Electric Utility | N |  | N |  | N |  | N | X |  | Powder River Energy Corp | 19156 | WY | 69 |  |  | N |  | Other - Please explain in pipeline notes below. |  |  | THUNDER CREEK NGL P L, LLC | N | X
9417 | Interstate Power and Light Co | 8031 | Emery Station | 11295 230th St | Clear Lake | IA | 50428 | Cerro Gordo | 43.094 | -93.2922 | MRO | MISO | Midcontinent Independent Transmission System Operator, Inc.. | Municipality/Wells | 22 | RE | 1 | Electric Utility | N |  | N |  | N |  | N | X |  | ITC Midwest LLC | 56161 |  | 161 |  |  | N |  | NORTHERN BORDER P L CO | NORTHERN NATURAL GAS |  |  | N
13809 | NorthWestern Energy - (SD) | 8034 | Yankton | Hwy 50 | Yankton | SD | 57078 | Yankton | 42.8933 | -97.3533 | MRO | SWPP | Southwest Power Pool | City | 22 | RE | 1 | Electric Utility | N |  | N |  | N |  |  | X |  | NorthWestern Energy - (SD) | 13809 | SD | 34.5 |  |  | N |  | NORTHERN NATURAL GAS |  |  |  | N
13337 | Nebraska Public Power District | 8036 | Cooper Nuclear Station | P.O. Box 98 | Brownville | NE | 68321 | Nemaha | 40.3628 | -95.6408 | MRO | SWPP | Southwest Power Pool | Missouri River | 22 | RE | 1 | Electric Utility | N |  | N |  | N |  | N | X |  | Nebraska Public Power District | 13337 | NE | 345 |  |  | N |  | None |  |  |  | X | X
18315 | Sunflower Electric Power Corp | 8037 | Clifton | 319 Eagle Rd | Clifton | KS | 66937 | Washington | 39.6125 | -97.2778 | SPP | SWPP | Southwest Power Pool | Wells | 22 | RE | 1 | Electric Utility | N |  | N |  | N |  | N | X |  | Sunflower Electric Power Corp | 18315 |  | 115 |  |  | N | KANSAS GAS SERVICE COMPANY |  |  |  |  | N | X
5416 | Duke Energy Carolinas, LLC | 8042 | Belews Creek | 3195 Pine Hall Road | Belews Creek | NC | 27052 | Stokes | 36.2811 | -80.0603 | SERC | DUK | Duke Energy Carolinas | Belews Lake | 22 | RE | 1 | Electric Utility | N |  | N |  | N |  | Y | N | OP | Duke Energy Carolinas, LLC | 5416 | NC | 230 |  |  | N | [5 empty] | X | X
6455 | Duke Energy Florida, LLC | 8048 | Anclote | 1729 Baillies Bluff Road | Holiday | FL | 34691 | Pasco | 28.1844 | -82.7886 | FRCC | FPC | Progress Energy Florida | Anclote River | 22 | RE | 1 | Electric Utility | N |  | N |  | N |  | N | X |  | Duke Energy Florida, Inc | 6455 | FL | 230 |  |  | N |  | FLORIDA GAS TRANSMISSION COMPANY |  |  |  | N | N
6455 | Duke Energy Florida, LLC | 8049 | Intercession City | 6525 Osceola-Polk Line Road | Intercession City | FL | 33848 | Osceola | 28.2628 | -81.5486 | FRCC | FPC | Progress Energy Florida |  | 22 | RE | 1 | Electric Utility | N |  | N |  | N |  | N | X |  | Duke Energy Florida, Inc | 6455 | FL | 230 |  |  | N |  | GULFSTREAM NATURAL GAS SYSTEM LLC |  |  |  | N | N
20863 | Wisconsin River Power Company | 8050 | Juneau | N11397 18th Av | Necedah | WI | 54646 | Juneau | 44.0575 | -90.0242 | MRO | MISO | Midcontinent Independent Transmission System Operator, Inc.. |  | 22 | RE | 1 | Electric Utility | N |  | N |  | N |  |  | X |  | American Transmission Co | 659 | WI | 69 |  |  | N | [5 empty] | X
15296 | New York Power Authority | 8053 | Pouch | 143 Edgewater Street | Staten Island | NY | 10305 | Richmond | 40.6182 | -74.0685 | NPCC | NYIS | New York Independent System Operator |  | 22 | RE | 1 | Electric Utility | N |  | N |  | N |  | N | X |  | Consolidated Edison Co-NY Inc | 4226 | NY | 138 |  |  | N | CONSOLIDATED EDISON NEW YORK INC |  |  |  |  | N | N
12685 | Entergy Mississippi Inc | 8054 | Gerald Andrus | Hwy. 82 West | Greenville | MS | 38702 | Washington | 33.35 | -91.1167 | SERC | MISO | Midcontinent Independent Transmission System Operator, Inc.. | Lake Ferguson | 22 | RE | 1 | Electric Utility | N |  | N |  | N |  | N | X |  | Entergy Mississippi Inc | 12685 | MS | 230 |  |  | N | TEXAS GAS SERVICE | TENNESSEE GAS PIPELINE COMPANY |  |  |  | N
814 | Entergy Arkansas Inc | 8055 | Arkansas Nuclear One | 1448 STATE RD 333 | Russellville | AR | 72801 | Pope | 35.311 | -93.2351 | SERC | MISO | Midcontinent Independent Transmission System Operator, Inc.. | Lake Dardenelle | 22 | RE | 1 | Electric Utility | N |  | N |  | N |  | N | X |  | Entergy Arkansas Inc | 814 | AR | 500 |  |  | N
11241 | Entergy Louisiana LLC | 8056 | Waterford 1 & 2 | 17705 River Road | Killona | LA | 70057 | St Charles | 29.9989 | -90.4768 | SERC | MISO | Midcontinent Independent Transmission System Operator, Inc.. | Mississippi River | 22 | RE | 1 | Electric Utility | N |  | N |  | N |  | N | X |  | Entergy Louisiana LLC | 11241 | LA | 230 |  |  | N | EVANGELINE GAS CO INC |  |  |  |  | N
12647 | ALLETE, Inc. | 8057 | Superior Generation Energy Center | 1616 31st Avenue East | Superior | WI | 54880 | Douglas | 46.6919 | -92.0586 | MRO | MISO | Midcontinent Independent Transmission System Operator, Inc.. |  | 22 | RE | 1 | Electric Utility | N |  | N |  | N |  |  | X |  | Minnesota Power Inc | 12647 | MN | 115 |  |  | N | [5 empty] | X | X
15474 | Public Service Co of Oklahoma | 8059 | Comanche (OK) | 6601 S.E. 60th St. | Lawton | OK | 73501 | Comanche | 34.5431 | -98.3244 | SPP | SWPP | Southwest Power Pool | City Of Lawton Treat | 22 | RE | 1 | Electric Utility | N |  | N |  | N |  | N | X |  | Public Service Co of Oklahoma | 15474 | OK | 138 |  |  | N |  | ENABLE OKLAHOMA INTRASTATE TRANS LLC |  |  |  | X
55983 | Luminant Generation Company LLC | 8063 | DeCordova Steam Electric Station | 4950 Power Plant Court | Granbury | TX | 76048 | Hood | 32.4031 | -97.7006 | TRE | ERCO | Electric Reliability Council of Texas, Inc. | Lake Granbury | 22 | NR | 2 | IPP Non-CHP | N |  | N |  | N |  | N | X |  | Oncor Electric Delivery Company LLC | 44372 | TX | 345 | 138 |  | N |  | ENERGY TRANSFER FUEL LP |  |  |  | N | N
14354 | PacifiCorp | 8066 | Jim Bridger | 35 Miles East of Rock Springs | Point of Rocks | WY | 82942 | Sweetwater | 41.7378 | -108.7875 | WECC | PACE | PacifiCorp - East | Green River | 22 | RE | 1 | Electric Utility | N |  | N |  | N |  | N | X |  | PacifiCorp | 14354 | WY | 345 |  |  | N
15466 | Public Service Co of Colorado | 8067 | Fort Lupton | 15002 Weld Cr 16 | Ft Lupton | CO | 80621 | Weld | 40.0922 | -104.796 | WECC | PSCO | Public Service Company of Colorado |  | 22 | RE | 1 | Electric Utility | N |  | N |  | N |  | N | X |  | Public Service Co of Colorado | 15466 | CO | 115 |  |  | N |  | PUB SERVICE CO OF COLORADO |  |  |  | N | N
16572 | Salt River Project | 8068 | Santan | 1005 S. Val Vista Drive | Gilbert | AZ | 85296 | Maricopa | 33.3325 | -111.7503 | WECC | SRP | Salt River Project | Eastern Canal (SRP) | 22 | RE | 1 | Electric Utility | N |  | N |  | N |  | N | X |  | Salt River Project | 16572 | AZ | 230 | 69 |  | N |  | EL PASO NATURAL GAS COMPANY LLC |  |  |  | N
14354 | PacifiCorp | 8069 | Huntington | Hwy 31, 10 mi W Huntington | Huntington | UT | 84528 | Emery | 39.3792 | -111.0781 | WECC | PACE | PacifiCorp - East | Huntington Creek | 22 | RE | 1 | Electric Utility | N |  | N |  | N |  | N | X |  | PacifiCorp | 14354 | UT | 345 |  |  | N
15248 | Portland General Electric Co | 8073 | Beaver | 80997 Kallunki Rd | Clatskanie | OR | 97016 | Columbia | 46.1724 | -123.1739 | WECC | PGE | Portland General Electric Company | Columbia River | 22 | RE | 1 | Electric Utility | N |  | N |  | N |  | N | X |  | Portland General Electric Co | 15248 | OR | 230 |  |  | N | NORTHWEST NATURAL GAS CO | PACIFIC GAS | PACIFIC GAS |  |  | N
15908 | NRG California South LP | 8076 | Ellwood | 30 Las Armas Rd. | Goleta | CA | 93117 | Santa Barbara | 34.4314 | -119.9001 | WECC | CISO | California Independent System Operator |  | 22 | NR | 2 | IPP Non-CHP | N |  | N |  | Y | 98-24-000 | N | X |  | Southern California Edison Co | 17609 | CA | 66 |  |  | N | SOUTHERN CALIFORNIA GAS COMPANY |  |  |  |  | N | X
8287 | Hawaii Electric Light Co Inc | 8083 | Keahole | 73-4249 Pukiawe Street | Kailua Kona | HI | 96740 | Hawaii | 19.7317 | -156.0283 | HICC |  |  | Wells | 22 | RE | 1 | Electric Utility | N |  | N |  | N |  | N | X |  | Hawaii Electric Light Co Inc | 8287 | HI | 69 |  |  | N | [5 empty] | N | N
17834 | City of Springfield - (CO) | 8100 | Springfield (CO) | 7241 Tipton | Springfield | CO | 81073 | Baca | 37.4028 | -102.6217 | WECC | WACM | Western Area Power Administration - Rocky Mountain Region |  | 22 | RE | 1 | Electric Utility | N |  | N |  | N |  | N | X |  | Southeast Colorado Power Assn | 17592 | CO | 69 |  |  | N | ATMOS ENERGY CORPORATION |  |  |  |  | N
58620 | AEP Generation Resources Inc | 8102 | General James M Gavin | Ohio Route 7 | Cheshire | OH | 45620 | Gallia | 38.9347 | -82.1158 | RFC | PJM | PJM Interconnection, LLC | Ohio River | 22 | NR | 2 | IPP Non-CHP | N |  | N |  | N |  | Y | N | OP | Ohio Power Co | 14006 | OH | 765 |  |  | N | [5 empty] | N | X
7969 | City of Halstad - (MN) | 8105 | Halstad | 405 2nd Avenue West | Halstad | MN | 56548 | Norman | 47.3501 | -96.8319 | MRO | MISO | Midcontinent Independent Transmission System Operator, Inc.. | Wells | 22 | RE | 1 | Electric Utility | N |  | N |  | N |  | N | X |  | City of Halstad - (MN) | 7969 | MN | 4.16 |  |  | N
18947 | City of Tipton - (IA) | 8106 | Tipton | 407 Lynn Street | Tipton | IA | 52772 | Cedar | 41.7717 | -91.1321 | MRO | MISO | Midcontinent Independent Transmission System Operator, Inc.. | Tipton Municipal Water Dept | 22 | RE | 1 | Electric Utility | N |  | N |  | N |  |  | X |  | ITC Transmission | 56068 |  | 69 |  |  | N | TIPTON CITY OF |  |  |  |  | N | N
8847 | City of Hopkinton - (IA) | 8108 | Hopkinton | 123 1st Street SE | Hopkinton | IA | 52237 | Delaware | 42.3435 | -91.2471 | MRO | MISO | Midcontinent Independent Transmission System Operator, Inc.. | Municipality | 22 | RE | 1 | Electric Utility | N |  | N |  | N |  | N | X |  | City of Hopkinton - (IA) | 8847 | IA | 34.5 | 69 |  | N
17946 | City of Stanberry - (MO) | 8110 | Stanberry | 113 W. Main St. | Stanberry | MO | 64489 | Gentry | 40.2127 | -94.5424 | SERC | AECI | Associated Electric Cooperative, Inc. |  | 22 | RE | 1 | Electric Utility | N |  | N |  | N |  | N | X |  | City of Stanberry - (MO) | 17946 | MO | 69 |  |  | N |  | TRANSCANADA - GAS TRANSMISSION NW |  |  |  | N
3989 | City of Colorado Springs - (CO) | 8219 | Ray D Nixon | 6598 Ray Nixon Rd | Fountain | CO | 80817 | El Paso | 38.6335 | -104.7058 | WECC | WACM | Western Area Power Administration - Rocky Mountain Region | Wells | 22 | RE | 1 | Electric Utility | N |  | N |  | N |  | N | X |  | City of Colorado Springs - (CO) | 3989 | CO | 230 | 115 |  | N |  | COLORADO INTERSTATE GAS COMPANY LLC |  |  |  | N | N
14232 | Otter Tail Power Co | 8222 | Coyote | 6240 13th Street SW | Beulah | ND | 58523 | Mercer | 47.2214 | -101.8157 | MRO | MISO | Midcontinent Independent Transmission System Operator, Inc.. | Missouri River | 22 | RE | 1 | Electric Utility | N |  | N |  | N |  | Y | N | OP | Otter Tail Power Co | 14232 | ND | 345 |  |  | N | [5 empty] | X | X
24211 | Tucson Electric Power Co | 8223 | Springerville | County Road #4162 | Springerville | AZ | 85938 | Apache | 34.3186 | -109.1639 | WECC | TEPC | Tucson Electric Power Company | Wells | 22 | RE | 1 | Electric Utility | N |  | N |  | N |  | N | X |  | Tucson Electric Power Co | 24211 | AZ | 345 |  |  | N | [5 empty] | X | X
17166 | Sierra Pacific Power Co | 8224 | North Valmy | I 80 Stonehouse Exit | Valmy | NV | 89438 | Humboldt | 40.8813 | -117.1516 | WECC | NEVP | Nevada Power Company | Wells | 22 | RE | 1 | Electric Utility | N |  | N |  | N |  | N | X |  | Sierra Pacific Power Co | 17166 | NV | 345 |  |  | N | [5 empty] | X
59524 | Seneca Generation LLC | 8225 | FirstEnergy Seneca | 1211 Kinzua Rd, Rt 59 | Kinzua TWP | PA | 16365 | Warren | 41.8389 | -79.0056 | RFC | PJM | PJM Interconnection, LLC | Kinzua Reservoir | 22 | NR | 2 | IPP Non-CHP | N |  | N |  | N |  |  | X |  | Pennsylvania Electric Co | 14711 | PA | 230 |  |  | Y
14165 | NRG Power Midwest LP | 8226 | Cheswick Power Plant | P. O. Box 65 | Cheswick | PA | 15024 | Allegheny | 40.5383 | -79.7906 | RFC | PJM | PJM Interconnection, LLC | Allegheny River | 22 | NR | 2 | IPP Non-CHP | N |  | N |  | Y | 00-115-000 | N | X |  | Duquesne Light Co | 5487 | PA | 138 |  |  | N |  | DOMINION TRANSMISSION INCORPORATED |  |  |  | N | N
17235 | NRG REMA LLC | 8227 | Glen Gardner | Rocky Run Road | Glen Gardner | NJ | 8826 | Hunterdon | 40.6815 | -74.9207 | RFC | PJM | PJM Interconnection, LLC |  | 22 | NR | 2 | IPP Non-CHP | N |  | N |  | Y | 00-249-000, 01-211-000 | N | X |  | Jersey Central Power & Lt Co | 9726 | NJ | 34.5
2518 | U S Bureau of Reclamation | 8902 | Hoover Dam (AZ) | n/a | Boulder City | AZ | 86430 | Mohave | 36.0155 | -114.738 | WECC | WALC | Western Area Power Administration - Desert Southwest Region | Lake Mead Colorado River | 22 | RE | 1 | Electric Utility | N |  | N |  | N |  |  | X |  | WAPA-- Western Area Power Administration | 27000 | AZ | 230 |  |  | N
54863 | U S Power Generating Company LLC | 8906 | Astoria Generating Station | 18-01 20th Avenue | Astoria | NY | 11105 | Queens | 40.7877 | -73.9126 | NPCC | NYIS | New York Independent System Operator | East River | 22 | NR | 2 | IPP Non-CHP | N |  | N |  | Y | 99-206-000 | N | X |  | Consolidated Edison Co-NY Inc | 4226 | NY | 138 |  |  | N | CONSOLIDATED EDISON NEW YORK INC |  |  |  |  | N | X
6028 | Entergy Nuclear Indian Point 3 | 8907 | Indian Point 3 | Broadway Bleakley Avenue | Buchanan | NY | 10511 | Westchester | 41.2706 | -73.9526 | NPCC | NYIS | New York Independent System Operator | Hudson River | 22 | NR | 2 | IPP Non-CHP | N |  | N |  | Y | 00-2740-001 | N | X |  | Consolidated Edison Co-NY Inc | 4226 | NY | 345 |  |  | N
8973 | Town of Hudson - (MA) | 9038 | Cherry Street | 77 Cherry Street | Hudson | MA | 1749 | Middlesex | 42.3886 | -71.56 | NPCC | ISNE | ISO New England Inc. | Wells | 22 | RE | 1 | Electric Utility | N |  | N |  | N |  | N | X |  | Town of Hudson - (MA) | 8973 | MA | 4.16 |  |  | N | NSTAR GAS COMPANY |  |  |  |  | N
20169 | Avista Corp | 9095 | Monroe Street | 311 N. Post Street | Spokane | WA | 99201 | Spokane | 47.6536 | -117.4206 | WECC | AVA | Avista Corporation | Spokane River | 22 | RE | 1 | Electric Utility | N |  | N |  | N |  | N | X |  | Avista Corp | 20169 | WA | 13.8 |  |  | N | [5 empty] | N | X
20169 | Avista Corp | 9096 | Upper Falls | 508 N Post Street | Spokane | WA | 99201 | Spokane | 47.6544 | -117.4189 | WECC | AVA | Avista Corporation | Spokane River | 22 | RE | 1 | Electric Utility | N |  | N |  | N |  | N | X |  | Avista Corp | 20169 | WA | 13.8 |  |  | N | [5 empty] | N | X
11479 | Madison Gas & Electric Co | 9674 | Nine Springs | 7300 Southtowne Drive | Madison | WI | 53713 | Dane | 43.0386 | -89.3586 | MRO | MISO | Midcontinent Independent Transmission System Operator, Inc.. |  | 22 | RE | 1 | Electric Utility | N |  | N |  | N |  | N | X |  | Madison Gas & Electric Co | 11479 | WI | 13.8 |  |  | N | MADISON GAS ELEC CO |  |  |  |  | N | N
16868 | City of Seattle - (WA) | 9842 | Newhalem | 500 Newhalem Street | Rockport | WA | 98283 | Whatcom | 48.6759 | -121.2408 | WECC | SCL | Seattle City Light | Newhalem Creek | 22 | RE | 1 | Electric Utility | N |  | N |  | N |  | N | X |  | City of Seattle - (WA) | 16868 | WA | 7.2 |  |  | N | [5 empty] | X | X
8776 | City of Holyoke Gas and Electric Dept. | 9864 | Cabot Holyoke | 102 Cabot Street | Holyoke | MA | 1040 | Hampden | 42.2 | -72.61 | NPCC | ISNE | ISO New England Inc. | Connecticut River | 22 | RE | 1 | Electric Utility | N |  | N |  | N |  | N | X |  | City of Holyoke - (MA) | 8774 | MA | 4.8 |  |  | N
19173 | Colorado Energy Nations Company LLC | 10003 | Colorado Energy Nations Company | 1003-Vasquez St., | Golden | CO | 80401 | Jefferson | 39.7606 | -105.215 | WECC | PSCO | Public Service Company of Colorado | Clear Creek | 22 | NR | 3 | IPP CHP | Y | 84-326-000 | N |  | N |  | N | X |  | Public Service Co of Colorado | 15466 | CO | 13.2 |  |  | N | Other - See pipeline notes. | Other - Please explain in pipeline notes below. |  |  | XCEL Energy is our LDC. Public Service Company of Colorado owns the pipeline which in turn connects to the Colorado Interstate Gas Company (CIG) line. | N | N
9383 | Mosaic Fertilizer LLC | 10004 | Mosaic South Pierce Operations | 7450 CR 630 | Mulberry | FL | 33860 | Polk | 27.7652 | -81.9388 | FRCC | TEC | Tampa Electric Company | Wells | 325 | NR | 7 | Industrial CHP | Y | 91-119-000 | N |  | N |  | N | X |  | Tampa Electric Co | 18454 | FL | 69 |  |  | N
9397 | International Turbine Res Inc | 10005 | Dinosaur Point | 1400 Dinosaur Point | Los Banos | CA | 93635 | Merced | 37.0478 | -121.1708 | WECC | CISO | California Independent System Operator |  | 22 | NR | 2 | IPP Non-CHP | N |  | Y | 87-588-000 | N |  |  | X |  | Pacific Gas & Electric Co | 14328 | CA | 70 |  |  | N
1194 | Baptist Memorial Hospital | 10008 | Baptist Medical Center | 800 Prudential Drive | Jacksonville | FL | 32207 | Duval | 30.3145 | -81.6627 | FRCC | JEA | JEA |  | 622 | NR | 5 | Commercial CHP | Y | 82-218-000 | N |  | N |  | N | X |  | JEA | 9617 | FL | 13.2 |  |  | N | PEOPLES GAS SYS |  |  |  |  | N | X
4458 | Covanta Warren Energy Resource Co LP | 10012 | Covanta Warren Energy | 218 Mt Pisgah ave. | Oxford | NJ | 7863 | Warren | 40.8205 | -75.0112 | RFC | PJM | PJM Interconnection, LLC | Wells | 22 | NR | 2 | IPP Non-CHP | N |  | Y | 86-501-000 | N |  | N | X |  | Jersey Central Power & Lt Co | 9726 | NJ | 34.5 |  |  | N
4435 | Covanta Energy Co | 10013 | Covanta Hennepin Energy | 505 Sixth Ave., North | Minneapolis | MN | 55405 | Hennepin | 44.9833 | -93.2804 | MRO | MISO | Midcontinent Independent Transmission System Operator, Inc.. | Minneapolis Utilities | 22 | NR | 2 | IPP Non-CHP | N |  | Y | 86-1038-000 | N |  | N | X |  | Northern States Power Co - Minnesota | 13781 | MN | 115 |  |  | N | CENTERPOINT ENERGY |  |  |  |  | N | X
1932 | Boise-Kuna Irrigation District | 10014 | Lucky Peak Power Plant Project | 9731 E Highway 21 | Boise | ID | 83716 | Ada | 43.528 | -116.0583 | WECC | IPCO | Idaho Power Company | Boise River | 22 | NR | 2 | IPP Non-CHP | N |  | Y | 84-285-000 | N |  |  | X |  | Idaho Power Co | 9191 | ID | 138 |  |  | N
17465 | WestRock-West Point Mill | 10017 | WestRock-West Point Mill | 19th and Main Street | West Point | VA | 23181 | King William | 37.5392 | -76.8053 | SERC | PJM | PJM Interconnection, LLC | Wells | 322 | NR | 7 | Industrial CHP | Y | 85-81-000 | N |  | N |  | N | X |  | Virginia Electric & Power Co | 19876 | VA | 130 |  |  | N | VIRGINIA NAT GAS INC |  |  |  |  | N | N
34691 | Ormat Nevada Inc | 10018 | Desert Peak Power Plant | 10750 I-80 East, Exit 65 | Fernley | NV | 89406 | Lyon | 39.754 | -118.9535 | WECC | NEVP | Nevada Power Company | Direct Contact Condenser | 22 | NR | 2 | IPP Non-CHP | N |  | Y | 84-61-003; 95-206-000 | N |  |  | X |  | Sierra Pacific Power Co | 17166 | NV | 118 |  |  | N
4558 | Cutrale Citrus Juices USA Inc | 10020 | Cutrale Citrus Juices USA I | 11 Cloud street | Leesburg | FL | 34748 | Lake | 28.8118 | -81.8653 | FRCC | FPC | Progress Energy Florida | Wells | 311 | NR | 6 | Industrial Non-CHP | N |  | N |  | N |  | N | X |  | City of Leesburg - (FL) | 10868 | FL | 13.6 |  |  | N | LEESBURG CITY OF | FLORIDA GAS TRANSMISSION COMPANY |  |  |  | N | N
5624 | RED-Rochester, LLC | 10025 | RED-Rochester, LLC | 1200 Ridgeway Ave, Suite 2121 | Rochester | NY | 14615 | Monroe | 43.1989 | -77.6319 | NPCC | NYIS | New York Independent System Operator | Lake Ontario | 339 | NR | 7 | Industrial CHP | Y | 84-467-000 | N |  | N |  | N | X |  | Rochester Gas & Electric Corp | 16183 | NY | 34.5 |  |  | N | ROCHESTER GAS AND ELEC CORP |  |  |  |  | N | X
5901 | Encina Joint Powers Authority | 10026 | Encina Water Pollution Control | 6200 Avenida Encinas | Carlsbad | CA | 92011 | San Diego | 33.1165 | -117.3215 | WECC | CISO | California Independent System Operator | Reclaimed Wastewater | 22132 | NR | 4 | Commercial Non-CHP | N |  | N |  | N |  | N | X |  | San Diego Gas & Electric Co | 16609 | CA | 12 |  |  | N | SAN DIEGO GAS AND ELECTRIC COMPANY |  |  |  |  | N
6042 | EUI Management PH Inc | 10027 | Windpark Unlimited 1 | Not Applicable | Desert Hot Springs | CA | 92240 | Riverside | 33.9447 | -116.6222 | WECC | CISO | California Independent System Operator |  | 22 | NR | 2 | IPP Non-CHP | N |  | Y | FERC QF# 06-135-000 | N |  |  | X |  | Southern California Edison Co | 17609 | CA | 115 |  |  | N
3123 | CDM Hydroelectric Co | 10028 | Felt Hydroelectric Plant | 7 mi NW of Felt | Teton | ID | 83424 | Teton | 43.9097 | -111.2854 | WECC | PACE | PacifiCorp - East | Teton River | 22 | NR | 2 | IPP Non-CHP | N |  | Y | 50-89-000 | N |  | N | X |  | PacifiCorp | 14354 | ID | 24.9 |  |  | N | [5 empty] | X | X
7049 | General Electric Aircraft Engines | 10029 | General Electric Aircraft Engines | 1000 Western Avenue | Lynn | MA | 1910 | Essex | 42.45 | -70.9739 | NPCC | ISNE | ISO New England Inc. | Saugus River | 336 | NR | 7 | Industrial CHP | Y | 87-506-001 | N |  | N |  | N | X |  | Massachusetts Electric Co | 11804 | MA | 115 |  |  | N |  | TENNESSEE GAS PIPELINE COMPANY |  |  |  | N | N
7860 | NRG Energy Center Dover LLC | 10030 | NRG Energy Center Dover | 1280 W. North Street | Dover | DE | 19904 | Kent | 39.1495 | -75.5473 | RFC | PJM | PJM Interconnection, LLC | Wells | 22 | NR | 3 | IPP CHP | N |  | N |  | N |  | N | X |  | City of Dover - (DE) | 5335 | DE | 69 |  |  | N |  | EASTERN SHORE NATURAL GAS CO |  |  |  | N | X
15430 | Detroit Renewable Power | 10033 | Greater Detroit Resource Recovery | 5700 Russell | Detroit | MI | 48211 | Wayne | 42.3678 | -83.0514 | RFC | MISO | Midcontinent Independent Transmission System Operator, Inc.. | Municipality | 562213 | NR | 5 | Commercial CHP | Y | 85-236-001 | N |  | N |  | N | X |  | DTE Electric Company | 5109 | MI | 30 |  |  | N | [5 empty] | X | X
3028 | Calpine Gilroy Cogen LP | 10034 | Gilroy Power Plant | 1400 Pacheco Pass Hwy | Gilroy | CA | 95020 | Santa Clara | 37.0001 | -121.5367 | WECC | CISO | California Independent System Operator | Reclaimed SCWRA water | 22 | NR | 3 | IPP CHP | N |  | N |  | N |  | N | X |  | Pacific Gas & Electric Co | 14328 | CA | 115 |  |  | N |  | PACIFIC GAS |  |  |  | N
56590 | Silverstreet Hydro | 10036 | Hillsborough Hosiery | Water Street | Hillsboro | NH | 3244 | Hillsborough | 43.1139 | -71.894 | NPCC | ISNE | ISO New England Inc. | Contoocook River | 22 | NR | 2 | IPP Non-CHP | N |  | Y | 82-85-000 | N |  |  | X |  | Public Service Co of NH | 15472 | NH | 34.5 |  |  | N | [5 empty] | X | X
10077 | Kaweah Delta Hospital | 10042 | Kaweah Delta District Hospital | 400 West Mineral King | Visalia | CA | 93291 | Tulare | 36.3275 | -119.2947 | WECC | CISO | California Independent System Operator |  | 622 | NR | 4 | Commercial Non-CHP | N |  | N |  | N |  | N | X |  | Southern California Edison Co | 17609 | CA | 12 |  |  | N | THE GAS COMPANY LLC |  |  |  |  | N | N
14932 | US Operating Services Company | 10043 | Logan Generating Company LP | 76 Route 130 | Swedesboro | NJ | 8085 | Gloucester | 39.7928 | -75.4067 | RFC | PJM | PJM Interconnection, LLC | Delaware River | 22 | NR | 3 | IPP CHP | Y | 87-617-000 | N |  | Y | 94-9-000, 94-10-000 | N | X |  | Atlantic City Electric Co | 963 | NJ | 230 |  |  | N | [5 empty] | N
10810 | LAX Airport | 10048 | Central Utilities Plant LAX | 275 Center Way | Los Angeles | CA | 90045 | Los Angeles | 33.944 | -118.4043 | WECC | LDWP | Los Angeles Department of Water and Power | Municipality | 4881 | NR | 5 | Commercial CHP | N |  | N |  | N |  |  | X |  | Los Angeles City of | 11208 | CA | 4.16 |  |  |  | SOUTHERN CALIFORNIA GAS COMPANY |  |  |  |  | N
54696 | Little Mac Power Company | 10049 | Little Mac Project | 2000E 4300 N | Buhl | ID | 83316 | Twin Falls | 42.6296 | -114.6616 | WECC | IPCO | Idaho Power Company | Cedar Draw | 22 | NR | 2 | IPP Non-CHP | N |  | Y | 64-43-000 | N |  | N | X |  | Idaho Power Co | 9191 | ID | 2.5 |  |  | N | [5 empty] | X
11079 | Little Rock Wastewater Utility | 10050 | Fourche Creek Wastewater | 9500 Birdwood Dr. | Little Rock | AR | 72206 | Pulaski | 34.6968 | -92.165 | SERC | MISO | Midcontinent Independent Transmission System Operator, Inc.. | Municipality | 22132 | NR | 5 | Commercial CHP | N |  | N |  | N |  |  | X |  | Entergy Arkansas Inc | 814 | AR | 480 |  |  | N | CENTERPOINT ENERGY ARKLA |  |  |  |  | N
49753 | Brooks Energy, LLC | 10051 | Lockville Hydropower | 49 Lions Club | Moncure | NC | 27559 | Chatham | 35.6184 | -79.0912 | SERC | CPLE | Progress Energy Carolinas - EAST | Deep River | 22 | NR | 2 | IPP Non-CHP | N |  | Y | 62-76-01 | N |  | N | X |  | Duke Energy Progress - (NC) | 3046 | NC | 23 |  |  | N | [5 empty] | X | X
54788 | DG Fairhaven Power LLC | 10052 | Fairhaven Power | 97 Bay Street | Samoa | CA | 95564 | Humboldt | 40.7995 | -124.2028 | WECC | CISO | California Independent System Operator | Municipality | 22 | NR | 2 | IPP Non-CHP | N |  | Y | 05-02-000 | N |  | N | X |  | Pacific Gas & Electric Co | 14328 | CA | 60 |  |  | N |  | PACIFIC GAS |  |  |  | N | X
7075 | General Electric Co | 10058 | General Electric Diesel Engine Plant | 1503 West Main Street Ext | Grove City | PA | 16127 | Mercer | 41.1694 | -80.1055 | RFC | PJM | PJM Interconnection, LLC | Municipality | 336 | NR | 6 | Industrial Non-CHP | Y | 85-29-000 | N |  | N |  |  | X |  | Pennsylvania Power Co | 14716 | PA | 12 |  |  | N
7080 | Aclara Meters LLC | 10059 | General Electric Great Falls Upper Hydro | 130 Main Street | Somersworth | NH | 3878 | Strafford | 43.2597 | -70.8597 | NPCC | ISNE | ISO New England Inc. | Salmon Falls River | 335 | NR | 6 | Industrial Non-CHP | N |  | N |  | N |  | N | X |  | Public Service Co of NH | 15472 | NH | 2.4 |  |  | N | [5 empty] | X
11401 | Mars Chocolate North America LLC | 10061 | MARS Chocolate North American LLC | 700 High Street | Hackettstown | NJ | 7840 | Warren | 40.8625 | -74.825 | RFC | PJM | PJM Interconnection, LLC | Municipality | 311 | NR | 7 | Industrial CHP | Y | 86-776-001 | N |  | N |  | N | X |  | Jersey Central Power & Lt Co | 9726 | NJ | 345 |  |  | N | ELIZABETHTOWN CITY OF |  |  |  |  | N | X
50085 | Covanta Southeast Florida Renewable Ltd | 10062 | Miami Dade County Resource Recovery Fac | 6990 NW 97 Ave | Miami | FL | 33178 | Miami Dade | 25.8356 | -80.3566 | FRCC | FPL | Florida Power & Light Company | Wells | 22 | NR | 2 | IPP Non-CHP | N |  | N |  | Y | 81-19-000 |  | X |  | Florida Power & Light Co | 6452 | FL | 240 |  |  | N | FLORIDA CITY GAS |  |  |  |  | N
11943 | McCallum Enterprises I LP | 10063 | Derby Hydro | 305 Canel St. | Shelton | CT | 6418 | Fairfield | 41.3243 | -73.1021 | NPCC | ISNE | ISO New England Inc. | Housatonic River | 22 | NR | 2 | IPP Non-CHP | N |  | Y | 87-296-000 | N |  | N | X |  | United Illuminating Co | 19497 | CT | 13.8 |  |  | N
12401 | Merimil Ltd Partnership | 10066 | Lockwood Hydroelectric Facility | Water Street | Waterville | ME | 4901 | Kennebec | 44.5467 | -69.6292 | NPCC | ISNE | ISO New England Inc. | Kennebec River | 22 | NR | 2 | IPP Non-CHP | N |  | Y | 84-38-001 | N |  |  | X |  | Central Maine Power Co | 3266 | ME | 34 |  |  | N
5164 | Denver City & County-Foothills | 10070 | Foothills Hydro Plant | 6730 N. Rampart Range Rd. | Littleton | CO | 80125 | Douglas | 39.4588 | -105.0657 | WECC | WACM | Western Area Power Administration - Rocky Mountain Region | S. Platte River | 22 | NR | 2 | IPP Non-CHP | N |  | Y | 57-71-000 | N |  |  | X |  | Intermountain Rural Elec Assn | 9336 | CO | 12.5 |  |  | N
56217 | Portsmouth Operating Services LLC | 10071 | Portsmouth Genco LLC | One Wild Duck Lane | Portsmouth | VA | 23703 | Portsmouth City | 36.8702 | -76.3529 | SERC | PJM | PJM Interconnection, LLC | Wells | 22 | NR | 2 | IPP Non-CHP | N |  | N |  | N |  | N | X |  | Virginia Electric & Power Co | 19876 | VA | 230
55727 | Orion Engineered Carbons | 10072 | Engineered Carbons Borger Cogen | Hwy 1559 | Borger | TX | 79007 | Hutchinson | 35.667 | -101.432 | SPP | SWPP | Southwest Power Pool | City of Borger | 325 | NR | 6 | Industrial Non-CHP | N |  | Y | 92-52-000 | N |  | N | X |  | Southwestern Public Service Co | 17718 | TX | 69 |  |  | N |  | EL PASO NATURAL GAS COMPANY LLC |  |  |  | N
59191 | Humboldt Bay Harbor Rec & Con Dist | 10074 | Pulp Mill Power House | 364 Vance Avenue | Samoa | CA | 95564 | Humboldt | 40.8054 | -124.1949 | WECC | CISO | California Independent System Operator | Mad River | 322 | NR | 7 | Industrial CHP | N |  | N |  | N |  |  | X |  | Pacific Gas & Electric Co | 14328 | CA | 60 |  |  | N |  | PACIFIC GAS |  |  |  | N
12647 | ALLETE, Inc. | 10075 | Taconite Harbor Energy Center | 8124 W. HWY 61 | Schroeder | MN | 55613 | Cook | 47.5314 | -90.9114 | MRO | MISO | Midcontinent Independent Transmission System Operator, Inc.. | Lake Superior | 22 | RE | 1 | Electric Utility | N |  | N |  | N |  | Y | Y | OP | ALLETE, Inc. | 12647 | MN | 138 |  |  | N | [5 empty] | X | X
5068 | Denver City & County of | 10081 | Strontia Springs Hydro Plant | 4910 South Platt River Rd | Littleton | CO | 80125 | Douglas | 39.4326 | -105.1263 | WECC | PSCO | Public Service Company of Colorado | S. Platte River | 22 | NR | 2 | IPP Non-CHP | N |  | Y | 69-16-000 | N |  |  | X |  | Public Service Co of Colorado | 15466 | CO | 13.2 |  |  | N
11217 | Los Angeles County Sanitation | 10090 | Commerce Refuse To Energy | 5926 Sheila Street | Commerce | CA | 90040 | Los Angeles | 33.9949 | -118.1538 | WECC | CISO | California Independent System Operator | Municipality | 22 | NR | 2 | IPP Non-CHP | N |  | Y | 88-546-000 | N |  | N | X |  | Southern California Edison Co | 17609 | CA | 66 |  |  | N | SOUTHERN CALIFORNIA GAS COMPANY |  |  |  |  | N | X
11217 | Los Angeles County Sanitation | 10091 | Total Energy Facilities | 24501 S Figueroa Street | Carson | CA | 90745 | Los Angeles | 33.7683 | -118.2836 | WECC | CISO | California Independent System Operator | Municipality | 22132 | NR | 5 | Commercial CHP | Y | 88-547-000; 94-144-000 | N |  | N |  | N | X |  | Southern California Edison Co | 17609 | CA | 66 |  |  | N | SOUTHERN CALIFORNIA GAS COMPANY |  |  |  |  | N | X
58553 | PAR Petroleum | 10093 | Tesoro Hawaii | 91 325 Komohana St | Kapolei | HI | 96707 | Honolulu | 21.3032 | -158.0914 | HICC | NA | No BA |  | 32411 | NR | 7 | Industrial CHP | Y | 83-120-000 | N |  | N |  | N | X |  | Hawaiian Electric Co Inc | 19547 | HI | 138 |  |  | N
50160 | Pedricktown Cogeneration Company LP | 10099 | Pedricktown Cogeneration Company LP | 143 Highway 130 | Pedricktown | NJ | 8067 | Salem | 39.7668 | -75.4238 | RFC | PJM | PJM Interconnection, LLC | Oswegatchie | 22 | NR | 2 | IPP Non-CHP | N |  | N |  | N |  | N | X |  | Atlantic City Electric Co | 963 | NJ | 230 |  |  | N | SOUTH JERSEY GAS COMPANY | COLUMBIA GAS TRANSMISSION CORP |  |  |  | N | N
6636 | Foss Manufacturing Company LLC | 10108 | Hampton Facility | 11 Merrill Industrial Drive | Hampton | NH | 3842 | Rockingham | 42.9383 | -70.8406 | NPCC | ISNE | ISO New England Inc. |  | 314 | NR | 7 | Industrial CHP | N |  | N |  | N |  | N | X |  | Unitil Energy Systems | 24590 | NH | 34.5 |  |  | N | NORTHERN UTILITIES INC |  |  |  |  | N | N
57280 | Eagle Creek RE LLC | 10109 | Franklin Industrial Complex | 40 Memorial St | Franklin | NH | 3235 | Merrimack | 43.4461 | -71.6446 | NPCC | ISNE | ISO New England Inc. | Winnepesaukee River | 22 | NR | 2 | IPP Non-CHP | N |  | Y | 85-190-000 | N |  | N | X |  | Public Service Co of NH | 15472 | NH | 34.7 |  |  | N | [5 empty] | N | N
15743 | Frito-Lay Inc | 10110 | Frito-Lay Cogen Plant | 28801 Highway 58 | Bakersfield | CA | 93314 | Kern | 35.3951 | -119.3216 | WECC | CISO | California Independent System Operator | Wells | 311 | NR | 7 | Industrial CHP | Y | 85-264-000 | N |  | N |  | N | X |  | Pacific Gas & Electric Co | 14328 | CA | 115 |  |  | N | SOUTHERN CALIFORNIA GAS COMPANY |  |  |  |  | N | X
7199 | Gilberton Power Co | 10113 | John B Rich Memorial Power Station | 81 Eleanor Avenue | Frackville | PA | 17931 | Schuylkill | 40.7903 | -76.1983 | RFC | PJM | PJM Interconnection, LLC | Mine Shaft | 22 | NR | 3 | IPP CHP | Y | 83-425-013 | N |  | N |  | N | X |  | PPL Electric Utilities Corp | 14715 | PA | 69 |  |  | N | [5 empty] | X | X
7726 | Sharp Grossmont Hospital | 10115 | Grossmont Hospital | 5555 Grossmont Center Drive | La Mesa | CA | 91942 | San Diego | 32.7797 | -117.0064 | WECC | CISO | California Independent System Operator |  | 622 | NR | 5 | Commercial CHP | N |  | N |  | N |  |  | X |  | San Diego Gas & Electric Co | 16609 | CA | 12 |  |  | N | SAN DIEGO GAS AND ELECTRIC COMPANY |  |  |  |  | N | X
9357 | Hampshire Paper Co Inc | 10116 | Hampshire Paper | 1827 Country Rt 22 | Gouverneur | NY | 13642 | St Lawrence | 44.2965 | -75.3665 | NPCC | NYIS | New York Independent System Operator | Oswegatchie River | 22 | NR | 2 | IPP Non-CHP | N |  | Y | 00-160-591 | N |  |  | X |  | Niagara Mohawk Power Corp. | 13573 | NY | 23 |  |  | N
8181 | Harrisburg Authority | 10118 | Harrisburg Facility | 1670 S 19th Street | Harrisburg | PA | 17104 | Dauphin | 40.2442 | -76.8539 | RFC | PJM | PJM Interconnection, LLC | Harrisburg POTW | 22 | NR | 3 | IPP CHP | Y | 84-395-002 | N |  | N |  | N | X |  | PPL Electric Utilities Corp | 14715 | PA | 67 |  |  | N | UGI UTILITIES |  |  |  |  | N | N
8486 | PInova Inc | 10120 | PInova Inc | 2801 Cook St | Brunswick | GA | 31520 | Glynn | 31.1648 | -81.4787 | SERC | SOCO | Southern Company Services, Inc. - Trans | Floridan Aquifer, Wells | 325 | NR | 7 | Industrial CHP | N |  | N |  | N |  | Y | N | OP | Georgia Power Co | 7140 | GA | 12.5 |  |  | N | ATLANTA GAS LT CO |  |  |  |  | N | N
8596 | High Shoals Hydro | 10121 | High Shoals Hydro (GA) | 110 Frazier Road | High Shoals | GA | 30645 | Morgan | 33.8165 | -83.5049 | SERC | SOCO | Southern Company Services, Inc. - Trans | River | 22 | NR | 2 | IPP Non-CHP | N |  | N |  | N |  |  | X |  | Georgia Power Co | 7140 | GA | 4 |  |  | N | [5 empty] | X | X
59069 | CIP II/AR Bridgewater Holdings LLC | 10122 | CIP II/AR Bridgewater Holdings - NJCOE | 993 Route 202/206 | Bridgewater | NJ | 8807 | Somerset | 40.624 | -74.634 | RFC | PJM | PJM Interconnection, LLC | N.J. American Water | 53 | NR | 5 | Commercial CHP | Y | 88176000 | N |  | N |  | N | X |  | Jersey Central Power & Lt Co | 9726 | NJ | 34.5 |  |  | N | PUBLIC SERVICE ELECTRIC GAS CO |  |  |  |  | N | X
60557 | PB Nutclif Master, LLC | 10123 | Hoffmann LaRoche | 340 Kingsland Street | Nutley | NJ | 7110 | Essex | 40.8359 | -74.155 | RFC | PJM | PJM Interconnection, LLC | Passaic Valley Water Commissio | 325 | NR | 7 | Industrial CHP | Y | 85-91-000; '85-91-001 | N |  | N |  | N | X |  | Public Service Elec & Gas Co | 15477 | NJ | 26.4 |  |  | N | PUBLIC SERVICE ELECTRIC GAS CO |  |  |  |  | N | X
59136 | Ampersand Hollow Dam Hydro LLC | 10124 | Hollow Dam Power Partnership | 265 Cole Rd | Gouveneur | NY | 13642 | St Lawrence | 44.2965 | -75.3361 | NPCC | NYIS | New York Independent System Operator | Oswgatchie River | 22 | NR | 2 | IPP Non-CHP | N |  | Y | 99-75-000 | N |  |  | X |  | Niagara Mohawk Power Corp. | 13573 | NY | 2.4 |  |  | N
8758 | Honeywell Farm Inc | 10125 | Honeywell Farms | 155-25 Styler Road | Jamaica | NY | 11433 | Queens | 40.6973 | -73.7998 | NPCC | NYIS | New York Independent System Operator | Municipality | 311 | NR | 7 | Industrial CHP | N |  | N |  | N |  |  | X |  | Consolidated Edison Co-NY Inc | 4226 | NY | 0.21 |  |  | N
8787 | Humboldt Bay Mun Water Dist | 10128 | Gosselin Hydro Plant | Mad River Road | Ruth | CA | 95526 | Trinity | 40.37 | -123.4347 | WECC | CISO | California Independent System Operator | Mad River | 22 | NR | 2 | IPP Non-CHP | N |  | N |  | N |  | N | X |  | Pacific Gas & Electric Co | 14328 | CA | 12 |  |  | N | [5 empty] | X | X
9335 | Indiana University of Penn | 10129 | Indiana University of Pennsylvania | 525 Pratt Drive | Indiana | PA | 15705 | Indiana | 40.6144 | -79.1594 | RFC | PJM | PJM Interconnection, LLC | Municipality | 611 | NR | 5 | Commercial CHP | Y | 85-497-000 | N |  | N |  | N | X |  | Pennsylvania Electric Co | 14711 | PA | 23 |  |  | N | EQUITABLE GAS DBA PEOPLE NATURAL GAS |  |  |  |  | N | X
9093 | Hydro Energies Inc | 10137 | Deweys Mill | Deweys Mill Rd. | White River Jct. | VT | 5059 | Windsor | 43.6411 | -72.4061 | NPCC | ISNE | ISO New England Inc. | Ottaugvechee River | 22 | NR | 2 | IPP Non-CHP | N |  | Y | 85-486-000 | N |  |  | X |  | Green Mountain Power Corp | 7601 | VT | 12.47 |  |  | N
9370 | Hydrodynamics Inc | 10138 | South Dry Creek Hydro | South Dry Creek Rd | Red Lodge | MT | 59068 | Carbon | 45.2063 | -109.1652 | WECC | NWMT | NorthWestern Energy (NWMT) | Rock Creek | 22 | NR | 2 | IPP Non-CHP | N |  | Y | 85-212-000 | N |  | N | X |  | NorthWestern Energy - (SD) | 13809 | SD | 50 |  |  | N
9439 | Isabella Partners | 10139 | Isabella Hydro Project | Powerhouse Rd. off Hwy. 155 | Lake Isabella | CA | 93240 | Kern | 35.6439 | -118.4822 | WECC | CISO | California Independent System Operator | Kern River | 22 | NR | 2 | IPP Non-CHP | N |  | Y | 86-125-000 | N |  | N | X |  | Southern California Edison Co | 17609 | CA | 69 |  |  | N
1751 | Birch Power Co | 10140 | Birch Creek Power | Highway 22 | Teriton | ID | 83450 | Clark | 44.0274 | -112.7194 | WECC | PACE | PacifiCorp - East | Birch Creek | 22 | NR | 2 | IPP Non-CHP | N |  | Y | 85-126-000 | N |  |  | X |  | PacifiCorp | 14354 | ID | 12.47 |  |  | N
9379 | Inter-Power/AhlCon Partners, L.P. | 10143 | Colver Power Project | 141 Interpower Drive | Colver | PA | 15927 | Cambria | 40.55 | -78.8 | RFC | PJM | PJM Interconnection, LLC | Vetera Reservoir | 22 | NR | 2 | IPP Non-CHP | N |  | Y | 87-632-002; 87-632-004 | N |  | N | X |  | Pennsylvania Electric Co | 14711 | PA | 115 |  |  | N | [5 empty] | N
17164 | Sierra Pacific Industries Inc | 10144 | Sierra Pacific Lincoln Facility | 1445 Highway 65 | Lincoln | CA | 95648 | Placer | 38.9032 | -121.3097 | WECC | CISO | California Independent System Operator | Well | 321 | NR | 7 | Industrial CHP | N |  | Y | 96-76-000 | N |  | N | X |  | Pacific Gas & Electric Co | 14328 | CA | 60 |  |  | N | [5 empty] | N | N
1951 | White Pine Electric Power LLC | 10148 | White Pine Electric Power | 33707 Power Plant Road | White Pine | MI | 49971 | Ontonagon | 46.7644 | -89.5669 | RFC | MISO | Midcontinent Independent Transmission System Operator, Inc.. | Lake Superior | 22 | NR | 2 | IPP Non-CHP | N |  | N |  | Y | 03-895-000; 03-895-001 | N | X |  | American Transmission Co | 659 | WI | 13.8 |  |  | N |  | NORTHERN NATURAL GAS |  |  |  | N
49967 | Decorative Panels International, Inc. | 10149 | Decorative Panels Intl | 416 Ford Ave | Alpena | MI | 49707 | Alpena | 45.0628 | -83.4233 | RFC | MISO | Midcontinent Independent Transmission System Operator, Inc.. | Lake Huron | 321 | NR | 7 | Industrial CHP | N |  | N |  | N |  | N | X |  | Alpena Power Co | 392 | MI | 34.5 |  |  | N |  | DTE GAS COMPANY |  |  |  | N | X
563 | American Bituminous Power LP | 10151 | Grant Town Power Plant | 228 ABPP Drive | Grant Town | WV | 26574 | Marion | 39.5618 | -80.1631 | RFC | PJM | PJM Interconnection, LLC | Monongahela River | 22 | NR | 2 | IPP Non-CHP | N |  | Y | 87-494-006 | N |  | N | X |  | Monongahela Power Co | 12796 | WV | 138 |  |  | N |  | DOMINION TRANSMISSION INCORPORATED |  |  |  | N | X
503 | American Hydro Power Company | 10152 | Warrior Ridge Hydro | 8217 Warrior Ridge Road | Petersburg | PA | 16669 | Huntingdon | 40.54 | -78.0346 | RFC | PJM | PJM Interconnection, LLC | Juniata River | 22 | NR | 2 | IPP Non-CHP | N |  | N |  | Y | 85-365-000 | N | X |  | Pennsylvania Electric Co | 14711 | PA | 4.16 |  |  | N | [5 empty] | X | X
54769 | INEOS USA LLC | 10154 | Power Island | 2.5 mi S of FM 2917 on FM 2004 | Alvin | TX | 77512 | Brazoria | 29.2293 | -95.1952 | TRE | ERCO | Electric Reliability Council of Texas, Inc. | Chocolate Bayou Water Co | 32512 | NR | 7 | Industrial CHP | Y | 84-510-000 | N |  | N |  | N | X |  | CenterPoint Energy | 8901 | TX | 138 |  |  | N |  | ENERGY TRANSFER FUEL LP | KINDER MORGAN TEJAS PIPELINE LLC |  |  | N | X
756 | Appomattox River Associates LP | 10155 | Brasfield | 21511 Chesdin Road | Petersburg | VA | 23803 | Chesterfield | 37.2208 | -77.5245 | SERC | PJM | PJM Interconnection, LLC | Appomattox River | 22 | NR | 2 | IPP Non-CHP | N |  | Y | 87-610-000 | N |  | N | X |  | Virginia Electric & Power Co | 19876 | VA | 34 |  |  | N | [5 empty] | N | X
20323 | Wellhead Services Inc | 10156 | Fresno Cogen Partners | 8105 South Lassen | San Joaquin | CA | 93660 | Fresno | 36.617 | -120.0998 | WECC | CISO | California Independent System Operator | Well | 22 | NR | 3 | IPP CHP | Y | 88-134-002 | N |  | Y | 32-000 | N | X |  | Pacific Gas & Electric Co | 14328 | CA | 70 |  |  | N |  | PACIFIC GAS |  |  |  | N | X
5093 | Desert Water Agency | 10162 | Whitewater Hydro Plant | Whitewater Canyon Road | California | CA | 92262 | Riverside | 33.9347 | -116.6405 | WECC | CISO | California Independent System Operator | Colorado Aqueduct | 22 | NR | 2 | IPP Non-CHP | N |  | Y | 83-166-000 | N |  | N | X |  | Southern California Edison Co | 17609 | CA | 4.16 |  |  | N | [5 empty] | N | N
54705 | Seadrift Coke L P | 10167 | Seadrift Coke LP | 8618 Hwy. 185 North | Port Lavaca | TX | 77979 | Calhoun | 28.5139 | -96.7942 | TRE | ERCO | Electric Reliability Council of Texas, Inc. | Guadalupe Blanco River Ath | 324 | NR | 7 | Industrial CHP | N |  | N |  | N |  | N | X |  | AEP Texas Central Company | 3278 | TX | 200 |  |  | N | [5 empty] | N
3084 | Carson Cogeneration Co | 10169 | Carson Cogeneration | 17171 S. Central Avenue | Carson | CA | 90746 | Los Angeles | 33.8759 | -118.2491 | WECC | CISO | California Independent System Operator | Municipality | 22 | NR | 3 | IPP CHP | Y | 85-305-000 | N |  | N |  | N | X |  | Southern California Edison Co | 17609 | CA | 13.8 |  |  | N | SOUTHERN CALIFORNIA GAS COMPANY |  |  |  |  | N
782 | Aquenergy Systems Inc | 10173 | Cherokee Falls | 1406 Cherokee Falls Road | Blacksburg | SC | 29340 | Cherokee | 35.0642 | -81.5458 | SERC | DUK | Duke Energy Carolinas | Broad River | 22 | NR | 2 | IPP Non-CHP | N |  | Y | 84-345-000 | N |  |  | X |  | Broad River Electric Coop, Inc | 2212 | SC | 15 |  |  | N
3476 | DTE San Diego COGEN Inc. | 10175 | Childrens Hospital | 3020 Children's Way | San Diego | CA | 92123 | San Diego | 32.7992 | -117.1517 | WECC | CISO | California Independent System Operator | City Of San Diego | 622 | NR | 5 | Commercial CHP | N |  | N |  | N |  | N | X |  | San Diego Gas & Electric Co | 16609 | CA | 12 |  |  | N | SAN DIEGO GAS AND ELECTRIC COMPANY |  |  |  |  | N | X
11724 | Massachusetts Bay Trans Auth | 10176 | M Street Jet | 696 East First Street | Boston | MA | 2127 | Suffolk | 42.3394 | -71.0314 | NPCC | ISNE | ISO New England Inc. |  | 22 | NR | 2 | IPP Non-CHP | N |  | N |  | N |  | N | X |  | NSTAR Electric Company | 54913 | MA | 115 |  |  | N | [5 empty] | N | X
19068 | Colorado Energy Nations Company, LLC | 10180 | Metro Wastewater Reclamation District | 6450 York Street | Denver | CO | 80229 | Denver | 39.8078 | -104.9542 | WECC | PSCO | Public Service Company of Colorado |  | 22 | NR | 3 | IPP CHP | Y | 84-103-000; '00-72-000 | N |  | N |  | N | X |  | Public Service Co of Colorado | 15466 | CO | 13.2 |  |  | N | Other - See pipeline notes. | Other - Please explain in pipeline notes below. |  |  | 16a. XCEL ENERGY (is LDC) 16b. Public Service Company of Colorado (pipeline owner.) | X | X
12374 | Metropolitan Sewerage District | 10181 | Metropolitan Sewerage District | 2028 Riverside Dr | Asheville | NC | 28804 | Buncombe | 35.6497 | -82.5992 | SERC | CPLE | Progress Energy Carolinas - EAST | Wells | 22132 | NR | 4 | Commercial Non-CHP | N |  | N |  | N |  | N | X |  | Duke Energy Progress - (NC) | 3046 | NC | 2.3 |  |  | N | [5 empty] | X | X
57280 | Eagle Creek RE LLC | 10183 | Mine Falls Generating Station | 15 Riverside St. | Nashua | NH | 3062 | Hillsborough | 42.7503 | -71.5053 | NPCC | ISNE | ISO New England Inc. | Nashua River | 22 | NR | 2 | IPP Non-CHP | N |  | N |  | N |  | N | X |  | Public Service Co of NH | 15472 | NH | 34.5 |  |  | N | [5 empty] | N | N
12632 | Minnesota Mining & Mfg Co | 10184 | Central Utility Plant | 6801 River Place Boulevard | Austin | TX | 78726 | Travis | 30.3974 | -97.8426 | TRE | ERCO | Electric Reliability Council of Texas, Inc. | City Of Austin | 561 | NR | 5 | Commercial CHP | Y | 86-275-30 | N |  | N |  | N | X |  | Austin Energy | 1015 | TX | 15 |  |  | N | TEXAS GAS SERVICE |  |  |  |  | N | X
11451 | Madison Paper Industries Inc | 10186 | Anson Abenaki Hydros | 3 Main Street | Madison | ME | 4950 | Somerset | 44.7975 | -69.8867 | NPCC | ISNE | ISO New England Inc. | Kennnebec River | 322122 | NR | 7 | Industrial CHP | Y | 81-1-000 | Y | 81-1-000 | N |  | N | X |  | Town of Madison - (ME) | 11477 | ME | 115 |  |  | N |  | SUMMIT NATURAL GAS |  |  |  | N | N
55727 | Orion Engineered Carbons | 10187 | Engineered Carbons Echo Cogeneration | 1513 Echo Road | Orange | TX | 77630 | Orange | 30.1525 | -93.7206 | SERC | MISO | Midcontinent Independent Transmission System Operator, Inc.. | Well | 325 | NR | 6 | Industrial Non-CHP | N |  | Y | 84-180-001 | N |  | N | X |  | Entergy Texas Inc. | 55937 | TX | 69 |  |  | N |  | EL PASO NATURAL GAS CO LLC |  |  |  | N
4558 | Cutrale Citrus Juices USA Inc | 10188 | Cutrale Citrus Juices USA II | 602 McKean Street | Auburndale | FL | 33823 | Polk | 28.0548 | -81.7982 | FRCC | TEC | Tampa Electric Company | Wells | 311 | NR | 6 | Industrial Non-CHP | N |  | N |  | N |  |  | X |  | Tampa Electric Co | 18454 | FL | 13.6 |  |  | N |  | FLORIDA GAS TRANSMISSION COMPANY |  |  |  | N | N
60741 | Fortistar Castleton Power | 10190 | Castleton Energy Center | 1902 River Road | Castleton | NY | 12033 | Rensselaer | 42.5375 | -73.7433 | NPCC | NYIS | New York Independent System Operator | Moordener Kill | 22 | NR | 2 | IPP Non-CHP | N |  | N |  | Y | 01-89-000 | N | X |  | Niagara Mohawk Power Corp. | 13573 | NY | 115 |  |  | N | NIAGARA MOHAWK DBA NATIONAL GRID |  |  |  |  | N | X
2719 | CalWind Resources Inc | 10191 | Tehachapi Wind Resource I | 16541 Tehachapi-Willow Springs | Tehachapi | CA | 93581 | Kern | 35.0606 | -118.3897 | WECC | CISO | California Independent System Operator |  | 22 | NR | 2 | IPP Non-CHP | N |  | Y | 84-465-000 | N |  | N | X |  | Southern California Edison Co | 17609 | CA | 12 |  |  | N
3453 | Island Energy Services | 10194 | Hawaii Cogen | 91-480 Malakole Street | Kapolei | HI | 96707 | Honolulu | 21.3117 | -158.1139 | HICC |  |  | Municipality | 32411 | NR | 7 | Industrial CHP | Y | 90-009-000 | N |  | N |  | N | X |  | Hawaiian Electric Co Inc | 19547 | HI | 12 |  |  | N
50122 | CF Industries Nitrogen LLC | 10195 | CF Industries Yazoo City Complex | 4612 Hwy 49 E. | Yazoo City | MS | 39194 | Yazoo | 32.9041 | -90.3781 | SERC | MISO | Midcontinent Independent Transmission System Operator, Inc.. |  | 325311 | NR | 7 | Industrial CHP | Y | 83-318-000 | N |  | N |  | N | X |  | Entergy Mississippi Inc | 12685 | MS | 115 |  |  | N |  | SOUTHERN NATURAL GAS COMPANY | TEXAS EASTERN TRANSMISSION LP |  |  | N
60023 | EONY Generation Limited | 10196 | Moose River | 7659 Lyonsdale Road | Lyons Falls | NY | 13368 | Lewis | 43.6107 | -75.3413 | NPCC | NYIS | New York Independent System Operator | The Moose River | 22 | NR | 2 | IPP Non-CHP | N |  | Y | 86-515-000, 001, 002, 003 | N |  | N | X |  | Niagara Mohawk Power Corp. | 13573 | NY | 115 |  |  | N
60023 | EONY Generation Limited | 10197 | Philadlephia | 24 Garden Road | Village of Philadelph | NY | 13673 | Jefferson | 44.1586 | -75.7088 | NPCC | NYIS | New York Independent System Operator | Indian River | 22 | NR | 2 | IPP Non-CHP | N |  | Y | 85-673-000, 001, 002, 003 | N |  | N | X |  | Niagara Mohawk Power Corp. | 13573 | NY | 22.9 |  |  | N
9436 | Mosaic Phosphates Co. | 10198 | Mosaic Phosphates Uncle Sam | 7250 Highway 44 | Uncle Sam | LA | 70792 | St James | 30.0386 | -90.8283 | SERC | MISO | Midcontinent Independent Transmission System Operator, Inc.. | Mississippi River | 325188 | NR | 7 | Industrial CHP | Y | 87-276-000 | N |  | N |  | N | X |  | Entergy Louisiana LLC | 11241 | LA | 34.5 |  |  | N | Other - See pipeline notes. |  |  |  | BP ENERGY | N | X
7160 | Geysers Power Co LLC | 10199 | West Ford Flat Power Plant | 10350 Socrates Mine Road | Middletown | CA | 95461 | Lake | 38.7881 | -122.7219 | WECC | CISO | California Independent System Operator | Wells | 22 | NR | 2 | IPP Non-CHP | N |  | Y | 87-587-002 | N |  |  | X |  | Pacific Gas & Electric Co | 14328 | CA | 230 |  |  | N
9686 | RockTenn-Jackson Fenandina | 10202 | Fernandina Beach Mill | North 8th Street | Fernandina Beach | FL | 32034 | Nassau | 30.6818 | -81.4554 | FRCC | JEA | JEA | Wells | 32213 | NR | 7 | Industrial CHP | Y | 83-100-000 | N |  | N |  | N | X |  | Florida Public Utilities Co | 6457 | FL | 69 |  |  | N | PEOPLES GAS SYS
19685 | Valero Refining Co | 10203 | Valero Refinery Corpus Christi East | 1300 Cantwell Lane | Corpus Christi | TX | 78407 | Nueces | 27.8114 | -97.4442 | TRE | ERCO | Electric Reliability Council of Texas, Inc. | Cooling | 32411 | NR | 7 | Industrial CHP | Y | 83-372-000 | N |  | N |  | N | X |  | AEP Texas Central Company | 3278 | OH | 138 |  |  |  |  | None
3102 | Mosaic Company | 10204 | Mosaic Co Tampa Facility | 8813 US Highway 301 South | Riverview | FL | 33578 | Hillsborough | 27.8605 | -82.3903 | FRCC | TEC | Tampa Electric Company | Springs | 325188 | NR | 7 | Industrial CHP | Y | 87-570-000; '87-570-001 | N |  | N |  | N | X |  | Tampa Electric Co | 18454 | FL | 69 |  |  | N
3102 | Mosaic Company | 10205 | Mosaic Co Greenbay | 4390 County Road 640 W | Bartow | FL | 33830 | Polk | 27.845 | -81.9097 | FRCC | TEC | Tampa Electric Company | Wells | 325311 | NR | 7 | Industrial CHP | Y | 90-146-000 | N |  | N |  |  | X |  | Tampa Electric Co | 18454 | FL | 69
11161 | Loma Linda University | 10206 | Loma Linda University Cogen | 11100 Anderson Street | Loma Linda | CA | 92350 | San Bernardino | 34.0504 | -117.2484 | WECC | CISO | California Independent System Operator | Wells | 611 | NR | 5 | Commercial CHP | Y | 88-466-000; 89-44-000 | N |  | N |  | N | X |  | Southern California Edison Co | 17609 | CA | 66 |  |  | N | SOUTHERN CALIFORNIA GAS COMPANY |  |  |  |  | N
55867 | Verso Escanaba LLC | 10208 | Escanaba Mill | 7100 County 426 M-5 Road | Escanaba | MI | 49829 | Delta | 45.8044 | -87.0891 | MRO | MISO | Midcontinent Independent Transmission System Operator, Inc.. | Lake Michigan | 322122 | NR | 7 | Industrial CHP | Y | 01-81-000 | N |  | N |  | Y | Y | OP | Upper Peninsula Power Co | 19578 | MI | 69 |  |  | N | Other - See pipeline notes. | DTE GAS COMPANY |  |  |  | N | N
56150 | ArcelorMittal USA Inc | 10211 | 2 AC Station | 3210 | East Chicago | IN | 46312 | Lake | 41.6628 | -87.4444 | RFC | MISO | Midcontinent Independent Transmission System Operator, Inc.. | Lake Michigan | 3311 | NR | 7 | Industrial CHP | N |  | N |  | N |  | N | X |  | Northern Indiana Pub Serv Co | 13756 | IN | 138 |  |  | N | [5 empty] | N
3452 | Chevron USA Inc-El Sequndo | 10213 | El Segundo Cogen | 324 West El Segundo Blvd. | El Segundo | CA | 90245 | Los Angeles | 33.9058 | -118.4031 | WECC | CISO | California Independent System Operator | Municipality | 32411 | NR | 7 | Industrial CHP | Y | 85-703-001; '96-29-000; 84-192-000 | N |  | N |  | N | X |  | Southern California Edison Co | 17609 | CA | 66 |  |  | N | SOUTHERN CALIFORNIA GAS COMPANY |  |  |  |  | N | N
11270 | Lower Saranac Hydro Partner LP | 10214 | Lower Saranac Hydroelectric Facility | 1130 Military Turnpike | Plattsburgh | NY | 12901 | Clinton | 44.6694 | -73.5075 | NPCC | NYIS | New York Independent System Operator | Saranac River | 22 | NR | 2 | IPP Non-CHP | N |  | Y | 86-559-000 | N |  |  | X |  | New York State Elec & Gas Corp | 13511 | NY | 46 |  |  | N
20712 | Snowbird Corporation | 10215 | Snowbird Power Plant | State Rd 210, Entry 4 | Snowbird | UT | 84092 | Salt Lake | 40.5834 | -111.6539 | WECC | PACE | PacifiCorp - East | SLC Mine Water | 721 | NR | 5 | Commercial CHP | Y | 86-156-001 | N |  | N |  | N | X |  | PacifiCorp | 14354 | UT | 25 |  |  | N | QUESTAR GAS COMPANY |  |  |  |  | N | X
57356 | Alabama River Cellulose LLC | 10216 | Alabama River Pulp | 2373 Lena Landegger Hwy.Co. Rd | Perdue Hill | AL | 36470 | Monroe | 31.5825 | -87.4889 | SERC | SOCO | Southern Company Services, Inc. - Trans | Alabama River | 322 | NR | 7 | Industrial CHP | N |  | N |  | N |  | N | X |  | Alabama Power Co | 195 | AL | 115 |  |  | N | SOUTHEAST ALABAMA GAS DISTRICT | SOUTHERN GAS TRANSMISSION |  |  |  | N | X
55754 | Boralex Hydro Operations Inc | 10218 | Warrensburg Hydroelectric | 180 Library Avenue | Warrensburg | NY | 12885 | Warren | 43.4833 | -73.7986 | NPCC | NYIS | New York Independent System Operator | Schroon River | 22 | NR | 2 | IPP Non-CHP | N |  | Y | 04-18-000,04-18-001,04-18-002,89-12-000,89-12-001,89-12-002 | N |  | N | X |  | Niagara Mohawk Power Corp. | 13573 | NY | 34.5 |  |  | N | [5 empty] | X | X
55754 | Boralex Hydro Operations Inc | 10219 | Middle Falls Hydro | 595 State Route 29 | Middle Falls | NY | 12848 | Washington | 43.0987 | -73.5253 | NPCC | NYIS | New York Independent System Operator | Battenkill River | 22 | NR | 2 | IPP Non-CHP | N |  | Y | 90-137-001,90-137-002, 90-137-003,90-137-004, 90-137-005 | N |  | N | X |  | Niagara Mohawk Power Corp. | 13573 | NY | 34.5 |  |  | N | [5 empty] | X | X
55754 | Boralex Hydro Operations Inc | 10220 | Sissonville Hydro | 204 River Road | Potsdam | NY | 13676 | St Lawrence | 44.6856 | -75.0029 | NPCC | NYIS | New York Independent System Operator | Raquette River | 22 | NR | 2 | IPP Non-CHP | N |  | Y | 04-19-000,04-19-001, 04-19-002, 90-136-001, 90-136-003 | N |  | N | X |  | Niagara Mohawk Power Corp. | 13573 | NY | 13.8 |  |  | N | [5 empty] | X | X
55754 | Boralex Hydro Operations Inc | 10221 | New York State Dam Hydro | One Kings Canal Highway | Waterford | NY | 12188 | Saratoga | 42.7818 | -73.6961 | NPCC | NYIS | New York Independent System Operator | Mohawk River | 22 | NR | 2 | IPP Non-CHP | N |  | Y | 04-16-000, 04-16-001,88-387-001, 90-135-001 | N |  | N | X |  | Niagara Mohawk Power Corp. | 13573 | NY | 34.5 |  |  | N | [5 empty] | X | X
11278 | Lower Tule River Irrgtn Dist | 10222 | Tulare Success Power Project | 29330 Highway 190 | Porterville | CA | 93257 | Tulare | 36.0586 | -118.9241 | WECC | CISO | California Independent System Operator | Lake Success | 22 | NR | 2 | IPP Non-CHP | N |  | Y | 93-66-000 | Y | 93-66-000 | N | X |  | Southern California Edison Co | 17609 | CA | 12 |  |  | N
109 | Ag Processing Inc | 10223 | AG Processing Inc | 500 N Commercial | Eagle Grove | IA | 50533 | Wright | 42.6659 | -93.9026 | MRO | MISO | Midcontinent Independent Transmission System Operator, Inc.. | Well | 311 | NR | 7 | Industrial CHP | Y | 83-190-000 | N |  | N |  | N | X |  | MidAmerican Energy Co | 12341 | IA | 12.6
12311 | Merck & Co Inc | 10224 | Merck Rahway Power Plant | 126 E. Lincoln Ave | Rahway | NJ | 7065 | Union | 40.6156 | -74.2653 | RFC | PJM | PJM Interconnection, LLC | Municipality | 325 | NR | 7 | Industrial CHP | N |  | N |  | N |  | N | X |  | Public Service Elec & Gas Co | 15477 | NJ | 26.4 |  |  | N |  | PUBLIC SERVICE ELECTRIC & GAS CO |  |  |  | N | N
50133 | Leaf River Cellulose LLC | 10233 | Leaf River Cellulose LLC | 134 Buck Creek Road | NA | MS | 39462 | Perry | 31.2434 | -89.0456 | SERC | SOCO | Southern Company Services, Inc. - Trans | Leaf River | 322 | NR | 7 | Industrial CHP | Y | 93-116-000 | N |  | N |  | N | X |  | South Mississippi El Pwr Assn | 17568 |  | 69 |  |  | N |  | SOUTHCROSS ENERGY LLC |  |  |  | N
60660 | Catalyst Paper - Biron Mill | 10234 | Biron Mill | 621 North Biron Drive | Wisconsin Rapids | WI | 54494 | Wood | 44.43 | -89.78 | MRO | MISO | Midcontinent Independent Transmission System Operator, Inc.. | Wisconsin River | 322122 | NR | 7 | Industrial CHP | N |  | N |  | N |  | N | X |  | Consolidated Water Power Co | 4247 | WI | 13.2 |  |  | N |  | ANR PIPELINE COMPANY |  |  |  | N | X
60023 | EONY Generation Limited | 10237 | Diana Hydroelectric | Mill Street | Harrisville | NY | 13648 | Lewis | 44.1519 | -75.3217 | NPCC | NYIS | New York Independent System Operator | West Branch Oswegatchie River | 22 | NR | 2 | IPP Non-CHP | N |  | Y | 82-115-000, 001, 002, 003 | N |  | N | X |  | Niagara Mohawk Power Corp. | 13573 | NY | 13.2 |  |  | N
60023 | EONY Generation Limited | 10238 | Dolgeville Hydro | 1 Van Buren Extension | Dolgeville | NY | 13329 | Herkimer | 43.0906 | -74.767 | NPCC | NYIS | New York Independent System Operator | East Canada Creek | 22 | NR | 2 | IPP Non-CHP | N |  | Y | 82-114-000, 001, 003, 004 | N |  | N | X |  | Niagara Mohawk Power Corp. | 13573 | NY | 46 |  |  | N
3432 | Ticona Polymers Inc | 10243 | Ticona Polymers Inc | US Route 77 South | Bishop | TX | 78343 | Nueces | 27.5697 | -97.8228 | TRE | ERCO | Electric Reliability Council of Texas, Inc. | Municipality/ Wells | 325211 | NR | 7 | Industrial CHP | Y | 88-176-000 | N |  | N |  | N | X |  | AEP Texas Central Company | 3278 | TX | 138 |  |  | N |  | ENTERPRISE INTRASTATE LLC | KINDER MORGAN TEJAS PIPELINE LLC |  |  | N | N
54880 | P H Glatfelter Company | 10244 | P H Glatfelter Co -Chillicothe Facility | 232 East 8th Street | Chillicothe | OH | 45601 | Ross | 39.3246 | -82.974 | RFC | PJM | PJM Interconnection, LLC | Wells and Surface Water | 322122 | NR | 7 | Industrial CHP | Y | 84-483-000 | N |  | N |  | N | X |  | Ohio Power Co | 14006 | OH | 138 |  |  | N | COLUMBIA GAS OF OHIO
56147 | ArcelorMittal Burns Harbor Inc | 10245 | ArcelorMittal Burns Harbor | US Highway 12 | Burns Harbor | IN | 46304 | Porter | 41.635 | -87.1387 | RFC | MISO | Midcontinent Independent Transmission System Operator, Inc.. | Lake Michigan | 3311 | NR | 7 | Industrial CHP | N |  | N |  | N |  | N | X |  | Northern Indiana Pub Serv Co | 13756 | IN | 138 |  |  | N |  | NORTHERN INDIANA PUBLIC SERVICE CO |  |  |  | N | N
23330 | Bay County Board-County Comm | 10250 | Bay County Waste to Energy | 6510 Bay Line Dr | Panama City | FL | 32404 | Bay | 30.2661 | -85.5207 | SERC | SOCO | Southern Company Services, Inc. - Trans | Well | 22 | NR | 2 | IPP Non-CHP | N |  | Y | 87-245-001 | N |  | Y | Y | OP | Gulf Power Co | 7801 | FL | 14.6 |  |  | N | PEOPLES GAS SYS |  |  |  |  | N | N
55849 | Domtar Paper Co LLC Kingsport Mill | 10252 | Domtar Kingsport Mill | 100 Clinchfield Street | Kingsport | TN | 37660 | Sullivan | 36.5489 | -82.5667 | RFC | PJM | PJM Interconnection, LLC | River Treated Internally | 322 | NR | 7 | Industrial CHP | N |  | N |  | N |  | N | X |  | Kingsport Power Co | 10331 | TN | 138 |  |  | N | [5 empty] | N | X
56531 | EIF Haypress LLC | 10253 | Haypress | End of Wild Plum Rd. | Sierra City | CA | 96125 | Sierra | 39.5657 | -120.5817 | WECC | CISO | California Independent System Operator | Haypress & Milton Creeks | 22 | NR | 2 | IPP Non-CHP | N |  | Y | 85-233-001 | N |  | N | X |  | Pacific Gas & Electric Co | 14328 | CA | 60 |  |  | N
59178 | Brookfield Black Bear Hydro, LLC | 10255 | West Enfield Hydro | Dam Road | West Enfield | ME | 4493 | Penobscot | 45.2497 | -68.6483 | NPCC | ISNE | ISO New England Inc. | Penobscot River | 22 | NR | 2 | IPP Non-CHP | N |  | Y | 86-1003-000 | N |  | N | X |  | Emera Maine | 1179 | ME | 46 |  |  | N
4980 | Haw River Hydro Co | 10258 | Haw River Hydro | Swepsonville-Saxapahaw Road | Saxapahaw | NC | 27340 | Alamance | 35.9483 | -79.3244 | SERC | DUK | Duke Energy Carolinas | Haw River | 22 | NR | 2 | IPP Non-CHP | N |  | N |  | N |  | N | X |  | Duke Energy Carolinas, LLC | 5416 | NC | 12 |  |  | N | [5 empty] | X | X
29925 | Enterprise Products Optg LP | 10261 | Enterprise Products Operating | 10207 FM 1942 | Mont Belvieu | TX | 77580 | Chambers | 29.8247 | -94.9197 | TRE | ERCO | Electric Reliability Council of Texas, Inc. |  | 325 | NR | 7 | Industrial CHP | Y | 84-306-000 | N |  | N |  | N | X |  | CenterPoint Energy | 8901 | TX | 138 |  |  | N | Other - See pipeline notes. |  |  |  | This facility is fed internal to the plant and not connected to an LDC | N | N
2848 | California Institute-Technolgy | 10262 | California Institute of Technology | 1200 S California Blvd | Pasadena | CA | 91125 | Los Angeles | 34.1385 | -118.1256 | WECC | CISO | California Independent System Operator | Municipality | 611 | NR | 5 | Commercial CHP | Y | 86-1013-000 | N |  | N |  | N | X |  | City of Pasadena - (CA) | 14534 | CA | 17 |  |  | N | SOUTHERN CALIFORNIA GAS COMPANY |  |  |  |  | N | X
3662 | Citrus World Inc | 10275 | Florida's Natural Growers | 20205 Hwy 27 North | Lake Wales | FL | 33859 | Polk | 27.9114 | -81.6006 | FRCC | FPC | Progress Energy Florida |  | 311 | NR | 7 | Industrial CHP | N |  | N |  | N |  | N | X |  | Duke Energy Florida, Inc | 6455 | FL | 12.8 |  |  | N |  | FLORIDA GAS TRANSMISSION COMPANY |  |  |  | N | X
57280 | Eagle Creek RE LLC | 10276 | Clement Dam Hydro LLC | 24 Mill St | Tilton | NH | 3276 | Belknap | 43.4405 | -71.596 | NPCC | ISNE | ISO New England Inc. | Winnipesaukee River | 22 | NR | 2 | IPP Non-CHP | N |  | N |  | N |  | N | X |  | Public Service Co of NH | 15472 | NH | 34.5 |  |  | N | [5 empty] | N | N
2048 | Bowersock Mills & Power Co | 10279 | Kansas River Project | 500 South Powerhouse Road | Lawrence | KS | 66044 | Douglas | 38.974 | -95.2351 | SPP | SWPP | Southwest Power Pool | Kansas River | 22 | NR | 2 | IPP Non-CHP | N |  | Y | 91-112-000 | N |  | N | X |  | Westar Energy Inc | 22500 | KS | 240 |  |  | N
1947 | Bob Jones University | 10280 | Bob Jones University Cogen Plant | 1700 Wade Hampton Boulevard | Greenville | SC | 29614 | Greenville | 34.8718 | -82.366 | SERC | DUK | Duke Energy Carolinas | Municipality | 611 | NR | 4 | Commercial Non-CHP | N |  | N |  | N |  | N | X |  | Duke Energy Carolinas, LLC | 5416 | SC | 4.16 |  |  | N | PIEDMONT NATURAL GAS |  |  |  |  | N | X
1678 | Big Creek Water Works Ltd | 10282 | Big Creek Water Works | Hwy 3 at Hayfork @ Hyampom Rd | Hyampom | CA | 96046 | Trinity | 40.6467 | -123.498 | WECC | CISO | California Independent System Operator | Big Creek | 22131 | NR | 4 | Commercial Non-CHP | N |  | N |  | N |  |  | X |  | Pacific Gas & Electric Co | 14328 | CA | 60 |  |  | N
1528 | Beaver Falls Municipal Auth | 10285 | Townsend Hydro | 1st Ave | New Brighton | PA | 15066 | Beaver | 40.7335 | -80.3148 | RFC | PJM | PJM Interconnection, LLC | Beaver River | 22 | NR | 2 | IPP Non-CHP | N |  | Y | QF14-91-000 | N |  | N | X |  | Duquesne Light Co | 5487 | PA | 23 |  |  | N | [5 empty] | N | N
4386 | Cornell Hydro | 10286 | Cornell Hydro | Thurston Ave | Ithaca | NY | 14853 | Tompkins | 42.4519 | -76.4851 | NPCC | NYIS | New York Independent System Operator | Fall Creek | 611 | NR | 4 | Commercial Non-CHP | N |  | N |  | N |  | N | X |  | New York State Elec & Gas Corp | 13511 | NY | 2.4 |  |  | N | [5 empty] | N | N
2782 | Terra-Gen Operating Company | 10287 | Beowawe Power | 1000 Power Plant Place | Beowawe | NV | 89821 | Lander | 40.5547 | -116.6175 | WECC | NEVP | Nevada Power Company | Wells | 22 | NR | 2 | IPP Non-CHP | N |  | Y | 85-527-000 | N |  |  | X |  | Sierra Pacific Power Co | 17166 | NV | 66 |  |  | N | [5 empty] | X | X
56497 | Big Valley Power (BVP) LLC | 10288 | Big Valley Power LLC | 554 925 Highway 299 East | Bieber | CA | 96009 | Lassen | 41.1325 | -121.1372 | WECC | CISO | California Independent System Operator |  | 321 | NR | 6 | Industrial Non-CHP | N |  | N |  | N |  | N | X | OA | Pacific Gas & Electric Co | 14328 | CA | 60 |  |  | N | [5 empty] | N | N
2226 | Bridgewater Power Co LP | 10290 | Bridgewater Power LP | Route #3 | Bridgewater | NH | 3217 | Grafton | 43.7155 | -71.6585 | NPCC | ISNE | ISO New England Inc. | Wells | 22 | NR | 2 | IPP Non-CHP | N |  | Y | 86-53-000 | N |  | N | X |  | Public Service Co of NH | 15472 | NH | 36 |  |  | N
2938 | Calpine King City Cogen LLC | 10294 | King City Power Plant | 750 Metz Rd | King City | CA | 93930 | Monterey | 36.225 | -121.1278 | WECC | CISO | California Independent System Operator | Well Water | 22 | NR | 3 | IPP CHP | Y | 85-73-001 | N |  | N |  | N | X |  | Pacific Gas & Electric Co | 14328 | CA | 64 |  |  | N | Other - See pipeline notes. | PACIFIC GAS |  |  |  | N | X
17627 | South Forks Joint Venture | 10296 | South Forks Hydro | 3431 A. North 3800 East | Hansen | ID | 83334 | Twin Falls | 42.4937 | -114.3102 | WECC | IPCO | Idaho Power Company | Irrigation | 22 | NR | 2 | IPP Non-CHP | N |  | Y | 80-8-001; 84-211-000 | N |  |  | X |  | Idaho Power Co | 9191 | ID | 12.46 |  |  | N | [5 empty] | N | N
327 | Air Liquide Large Industries U S LP | 10298 | Bayou Cogen Plant | 11777 Bay Area Blvd | Pasadena | TX | 77507 | Harris | 29.6225 | -95.0458 | TRE | ERCO | Electric Reliability Council of Texas, Inc. | Coastal Water Authority | 325 | NR | 7 | Industrial CHP | Y | 83-403-000 | N |  | N |  | N | X |  | CenterPoint Energy | 8901 | TX | 138 |  |  | N |  | HOUSTON PL CO LP | KINDER MORGAN TEJAS PIPELINE LLC | KINDER MORGAN TEXAS PIPELINE LLC |  | N
3998 | Desert View Power Inc | 10300 | Desert View Power | 62-300 Gene Welmas Drive | Mecca | CA | 92254 | Riverside | 33.586 | -116.0873 | WECC | IID | Imperial Irrigation District | Wells | 22 | NR | 2 | IPP Non-CHP | N |  | Y | 86-856-000 | N |  | N | X |  | Imperial Irrigation District | 9216 | CA | 92 |  |  | N | SOUTHERN CALIFORNIA GAS COMPANY |  |  |  |  | N
57145 | Louisiana Sugar Refining LLC | 10301 | Louisiana Sugar Refining | 1230 Fifth Ave. | Gramercy | LA | 70052 | St James | 30.0497 | -90.6839 | SERC | MISO | Midcontinent Independent Transmission System Operator, Inc.. | Mississippi River | 311 | NR | 7 | Industrial CHP | Y | 85-128-000 | N |  | N |  | N | X |  | Entergy Louisiana LLC | 11241 | LA | 13.8 |  |  | N |  | CYPRESS GAS P L CO |  |  |  | N | X
13657 | Norfork Southern Corp | 10302 | Juniata Locomotive Shop | 200 N 4th Avenue | Altoona | PA | 16601 | Blair | 40.5333 | -78.3841 | RFC | PJM | PJM Interconnection, LLC | Municipality | 482 | NR | 4 | Commercial Non-CHP | Y | 85-361-000 | N |  | N |  | N | X |  | Pennsylvania Electric Co | 14711 | PA | 12 |  |  | N |  | DOMINION TRANSMISSION INCORPORATED |  |  |  | X | X
12834 | Dutchess County RRA | 10305 | Dutchess Cnty Resource Recovery Facility | 96 Sand Dock Road | Poughkeepsie | NY | 12601 | Dutchess | 41.647 | -73.943 | NPCC | NYIS | New York Independent System Operator | Poughkeepsie Water Supply | 562213 | NR | 5 | Commercial CHP | Y | 83-390-000 | Y | 83-390-000 | N |  | N | X |  | Central Hudson Gas & Elec Corp | 3249 | NY | 13.8 |  |  | N |  | ALGONQUIN GAS TRANSMISSION COMPANY | IROQUOIS GAS TRANSMISSION SYS LP | MILLENNIUM PIPELINE CO |  | N | N
21970 | Northeast Energy Associates LP | 10307 | Bellingham Cogeneration Facility | 92 Depot Street | Bellingham | MA | 2019 | Norfolk | 42.0925 | -71.4833 | NPCC | ISNE | ISO New England Inc. | Plant uses ACC | 22 | NR | 2 | IPP Non-CHP | N |  | N |  | N |  |  | X |  | NSTAR Electric Company | 54913 | MA | 345 |  |  | N | Other - See pipeline notes. |  |  |  | Spectra Energy (Enbridge). Also, Facility is no longer CHP, as they no longer sell steam to neighboring facility. | X | X
22290 | North Jersey Energy Assoc LP | 10308 | Sayreville Cogeneration Facility | 601 Jernee Mill Road | Sayreville | NJ | 8872 | Middlesex | 40.439 | -74.3444 | RFC | PJM | PJM Interconnection, LLC | Municipality | 22 | NR | 2 | IPP Non-CHP | N |  | N |  | Y | 03-80-000 | N | X |  | Jersey Central Power & Lt Co | 9726 | NJ | 230 |  |  | N | PUBLIC SERVICE ELECTRIC GAS CO | TRANSCONTINENTAL GAS PIPELINE |  |  |  | N | N
1182 | BASF Corporation | 10319 | Geismar | 8404 Highway 75 | Geismar | LA | 70734 | Ascension | 30.2 | -91 | SERC | MISO | Midcontinent Independent Transmission System Operator, Inc.. | Mississippi River | 325 | NR | 7 | Industrial CHP | Y | 84-88-000; '98-100-000 | N |  | N |  | N | X |  | Entergy Louisiana LLC | 11241 | LA | 230 |  |  | N |  | ACADIAN GAS P L SYS |  |  |  | N | X
1182 | BASF Corporation | 10320 | Enka | Sand Hill Rd | Enka | NC | 28728 | Buncombe | 35.5333 | -82.65 | SERC |  |  |  | 325 | NR | 7 | Industrial CHP | N |  | N |  | N |  | N | X
6201 | Farmer's Irrigation District | 10323 | Copper Dam Plant | 1900 Copper Dam Road | Hood River | OR | 97031 | Hood River | 45.6652 | -121.5238 | WECC | PACW | PacifiCorp - West | Hood River | 22 | NR | 2 | IPP Non-CHP | N |  | Y | 83-400-000 | N |  | N | X |  | PacifiCorp | 14354 | OR | 4.3 |  |  | N | [5 empty] | X | X
6201 | Farmer's Irrigation District | 10324 | Peters Drive Plant | Peters Drive | Hood River | OR | 97031 | Hood River | 45.6676 | -121.5485 | WECC | PACW | PacifiCorp - West | Greenpoint/ Deadpoint/Ditch | 22 | NR | 2 | IPP Non-CHP | N |  | N |  | Y | 83-401-000 | N | X |  | PacifiCorp | 14354 | OR | 4.3 |  |  | N | [5 empty] | X | X
6288 | Mink Creek Hydro Entity | 10325 | Mink Creek Hydro | 8600 East Mink Creek Road | Preston | ID | 83263 | Franklin | 42.2608 | -111.6656 | WECC | PACE | PacifiCorp - East | Mink Creek | 22 | NR | 2 | IPP Non-CHP | N |  | Y | 8646, QF85-618-000 | N |  | N | X |  | PacifiCorp | 14354 | ID | 4.2 |  |  | N
12436 | Michigan State University | 10328 | T B Simon Power Plant | 354 Service Rd. | East Lansing | MI | 48824 | Ingham | 42.7178 | -84.4836 | RFC | MISO | Midcontinent Independent Transmission System Operator, Inc.. | Ground Water | 611 | NR | 5 | Commercial CHP | N |  | N |  | N |  | N | X |  | Consumers Energy Co | 4254 | MI | 128 |  |  | N | CONSUMERS ENERGY COMPANY |  |  |  |  | N
3303 | Florida Power Development | 10333 | Florida Power Development | 10311 Cement Plant Road | Brooksville | FL | 34601 | Hernando | 28.5819 | -82.4311 | FRCC | FPC | Progress Energy Florida | Wells | 22 | NR | 2 | IPP Non-CHP | N |  | Y | 82-207-000 | N |  | N | X |  | Duke Energy Florida, Inc | 6455 | FL | 115 |  |  | N |  | Other - Please explain in pipeline notes below. |  |  |  | N | X
49846 | Covanta Honolulu Resource Recovery | 10334 | H Power | 91-174 Hanua Street | Kapolei | HI | 96707 | Honolulu | 21.3 | -158.0986 | HICC |  |  | Caprock Well | 562212 | NR | 4 | Commercial Non-CHP | N |  | Y | 90-4-000 | N |  | N | X |  | Hawaiian Electric Co Inc | 19547 | HI | 138 |  |  | N
194 | Albuquerque City of | 10339 | Southside Water Reclamation Plant | 4210 2nd st SW | Albuquerque | NM | 87105 | Bernalillo | 35.0161 | -106.6697 | WECC | PNM | Public Service Company of New Mexico |  | 22 | NR | 3 | IPP CHP | Y | 88-127-000 | N |  | N |  | N | X |  | Public Service Co of NM | 15473 | NM | 15 |  |  | N |  | NEW MEXICO GAS COMPANY |  |  |  | N
6659 | Foster Wheeler Power Sys Inc | 10342 | Foster Wheeler Martinez | 550 Solano Way | Martinez | CA | 94553 | Contra Costa | 38.0244 | -122.0589 | WECC | CISO | California Independent System Operator | Wells | 22 | NR | 3 | IPP CHP | Y | 85-302-000 | N |  | N |  | N | X |  | Pacific Gas & Electric Co | 14328 | CA | 230 |  |  | N |  | PACIFIC GAS |  |  |  | N | X
49889 | Mount Carmel Cogen Inc | 10343 | Foster Wheeler Mt Carmel Cogen | Marion Heights Road & Rt 54 | Marion Heights | PA | 17832 | Northumberland | 40.8112 | -76.453 | RFC | PJM | PJM Interconnection, LLC | Consumers Pa Water Co | 22 | NR | 3 | IPP CHP | Y | 86-343-000 | N |  | N |  | N | X |  | PPL Electric Utilities Corp | 14715 | PA | 13.8 |  |  | N | UGI CENTRAL PENN GAS INC |  |  |  |  | N | X
8641 | Hillman Power Co | 10346 | Hillman Power LLC | 750 Progress Street | Hillman | MI | 49746 | Montmorency | 45.0688 | -83.8932 | RFC | MISO | Midcontinent Independent Transmission System Operator, Inc.. | Village Of Hillman | 22 | NR | 2 | IPP Non-CHP | N |  | Y | 85-664-000 | N |  | N | X |  | ITC Transmission | 56068 | MI | 138 |  |  | N | PRESQUE ISLE E AND G COOP | Other - Please explain in pipeline notes below. |  |  | Hillman Power Supply Line | N | N
59879 | Greenleaf Energy LLC | 10349 | Greenleaf 2 Power Plant | 875 North Walton Ave. | Yuba City | CA | 95993 | Sutter | 39.1365 | -121.6397 | WECC | CISO | California Independent System Operator | Municipality | 22 | NR | 3 | IPP CHP | Y | 89-8-000 | N |  | N |  | N | X |  | Pacific Gas & Electric Co | 14328 | CA | 60 |  |  | N |  | PACIFIC GAS |  |  |  | N | N
59879 | Greenleaf Energy LLC | 10350 | Greenleaf 1 Power Plant | 5087 South Townshio Road | Yuba City | CA | 95993 | Sutter | 39.0529 | -121.6961 | WECC | CISO | California Independent System Operator | Well | 22 | NR | 3 | IPP CHP | Y | 84-146-000 | N |  | N |  | N | X |  | Pacific Gas & Electric Co | 14328 | CA | 115 |  |  | N |  | PACIFIC GAS |  |  |  | N | N
57432 | ReEnergy Livermore Falls | 10354 | ReEnergy Livermore Falls | 267 Diamond Road | Livemore Falls | ME | 4254 | Androscoggin | 44.4317 | -70.1619 | NPCC | ISNE | ISO New England Inc. | Androscoggin River | 22 | NR | 2 | IPP Non-CHP | N |  | Y | 90-204-000 | N |  | N | X |  | Central Maine Power Co | 3266 | ME | 115 |  |  | N
1981 | ReEnergy Ashland LLC | 10356 | ReEnergy Ashland | 63 Realty Road | Ashland | ME | 4732 | Aroostook | 46.6334 | -68.4361 | NPCC | NBSO | New Brunswick System Operator | Big Machis River | 22 | NR | 2 | IPP Non-CHP | N |  | Y | 82-129-000 | N |  | Y | N | OP | Emera Maine | 1179 | ME | 69 |  |  | N
55919 | Georgia-Pacific Consr Prods LP-Green Bay | 10360 | Green Bay West Mill | 1919 S Broadway | Green Bay | WI | 54304 | Brown | 44.4936 | -88.0303 | MRO | MISO | Midcontinent Independent Transmission System Operator, Inc.. | Lower Fox River | 322 | NR | 7 | Industrial CHP | Y | 90-127-002 | N |  | N |  | N | X |  | Wisconsin Public Service Corp | 20860 | WI | 13.8 | 138 |  | N | WISCONSIN PUB SVC CORP |  |  |  |  | N
7127 | Georgia-Pacific Consr Prods LP-Savannah | 10361 | Savannah River Mill | 437 Old Augusta Road | Rincon | GA | 31326 | Effingham | 32.3313 | -81.2015 | SERC | SOCO | Southern Company Services, Inc. - Trans | Savannah River | 322 | NR | 7 | Industrial CHP | Y | 86-608-004 | N |  | N |  | Y | Y | OP | Georgia Power Co | 7140 | GA | 115 |  |  | N | ATLANTA GAS LT CO |  |  |  |  | N | X
6589 | Georgia-Pacific Consr Prods LP-Muskogee | 10362 | Muskogee Mill | 4901 Chandler Road | Muskogee | OK | 74403 | Muskogee | 35.7322 | -95.2939 | SPP | SWPP | Southwest Power Pool | Arkansas River | 322 | NR | 7 | Industrial CHP | Y | 08-581-000 | N |  | N |  | Y | Y | OP | Oklahoma Gas & Electric Co | 14063 | OK | 13.2 |  |  | N | OKLAHOMA NATURAL GAS CO |  |  |  |  | N | X
9628 | Hopewell Operating Services LLC | 10377 | James River Genco LLC | 912 East Randolph Rd. | Hopewell | VA | 23860 | Hopewell City | 37.2939 | -77.2697 | SERC | PJM | PJM Interconnection, LLC | Municipality | 22 | NR | 3 | IPP CHP | N |  | N |  | N |  | N | X |  | Virginia Electric & Power Co | 19876 | VA | 230 |  |  | N
58209 | CPI USA NC Southport LLC | 10378 | CPI USA NC Southport | 1281 Powerhouse Dr. S.E. | Southport | NC | 28461 | Brunswick | 33.9444 | -78.0118 | SERC | CPLE | Progress Energy Carolinas - EAST | Municipality/Wells | 22 | NR | 3 | IPP CHP | Y | 84-145-002; 85-145-002 | N |  | N |  | N | X |  | Duke Energy Progress - (NC) | 3046 | NC | 230 |  |  | N
58210 | CPI USA NC Roxboro LLC | 10379 | CPI USA NC Roxboro | 331 Allie Clay Rd. | Roxboro | NC | 27573 | Person | 36.435 | -78.9619 | SERC | CPLE | Progress Energy Carolinas - EAST | Municipality | 22 | NR | 2 | IPP Non-CHP | Y | 85-147-000 | N |  | N |  | N | X |  | Duke Energy Progress - (NC) | 3046 | NC | 230 |  |  | N
59621 | North Carolina Renewable Power | 10380 | Elizabethtown Power LLC | 3100 West Broad Street | Elizabethtown | NC | 28337 | Bladen | 34.6472 | -78.6415 | SERC | CPLE | Progress Energy Carolinas - EAST | WELL WATER | 22 | NR | 3 | IPP CHP | Y | 83-316-000 | N |  | N |  | N | X |  | Duke Energy Progress - (NC) | 3046 | NC | 115 |  |  | N | [6 empty] | X
59593 | NC Renewable Power - Lumberton LLC | 10382 | Lumberton | 1866 Hestertown Road | Lumberton | NC | 28359 | Robeson | 34.59 | -78.9968 | SERC | CPLE | Progress Energy Carolinas - EAST | MUNICIPALITY | 22 | NR | 3 | IPP CHP | Y | 83-278-000 | N |  | N |  | N | X |  | Duke Energy Progress - (NC) | 3046 | NC | 115 |  |  | N
55739 | Edgecombe Operating Services LLC | 10384 | Edgecombe Genco LLC | 6358 Old Battleboro Rd. 27809 | Battleboro | NC | 27809 | Edgecombe | 36.0373 | -77.7533 | SERC | PJM | PJM Interconnection, LLC | Municipality | 22 | NR | 3 | IPP CHP | Y | 89-184 | N |  | N |  | N | X |  | Virginia Electric & Power Co | 19876 | NC | 230 |  |  | N | [5 empty] | N | N
57223 | Sycamore Energy 1 LLC | 10387 | Sycamore Energy 1 | 8514 Mast Blvd. | Santee | CA | 92071 | San Diego | 32.8577 | -117.0288 | WECC | CISO | California Independent System Operator |  | 22 | NR | 2 | IPP Non-CHP | N |  | Y | 83-086-000; '86-086-000 | N |  |  | X |  | San Diego Gas & Electric Co | 16609 | CA | 12 |  |  | N
25049 | Gas Recovery Systems Inc | 10388 | GRS Newby I | 1804 Dixon Landing Road | San Jose | CA | 95002 | Santa Clara | 37.4567 | -121.9419 | WECC | CISO | California Independent System Operator | San Jose Water Treatment Plant | 22 | NR | 2 | IPP Non-CHP | N |  | Y | 83-207-000 | N |  |  | X |  | Pacific Gas & Electric Co | 14328 | CA | 21 |  |  | N
25049 | Gas Recovery Systems Inc | 10392 | GRS American Canyon | 725 Eucalyptus Drive | American Canyon | CA | 94589 | Napa | 38.1419 | -122.2439 | WECC | CISO | California Independent System Operator |  | 22 | NR | 2 | IPP Non-CHP | N |  | Y | 85-675-000 | N |  |  | X |  | Pacific Gas & Electric Co | 14328 | CA | 12.5
57242 | Coyote Canyon Energy LLC | 10395 | GRS Coyote Canyon | 20662 Newport Coast Drive | Irvine | CA | 92612 | Orange | 33.613 | -117.8219 | WECC | CISO | California Independent System Operator | City Of Irvine | 22 | NR | 2 | IPP Non-CHP | N |  | N |  | Y | EG11-56-000 |  | X |  | Southern California Edison Co | 17609 | CA | 66 |  |  | N | SOUTHERN CALIFORNIA GAS COMPANY |  |  |  |  | N
56165 | ArcelorMittal Indiana Harbor West | 10397 | ArcelorMittal Indiana Harbor West | 3001 Dickey Rd. | East Chicago | IN | 46312 | Lake | 41.6638 | -87.4523 | RFC | MISO | Midcontinent Independent Transmission System Operator, Inc.. | Lake Michigan | 3311 | NR | 7 | Industrial CHP | N |  | N |  | N |  | N | X |  | Northern Indiana Pub Serv Co | 13756 | IN | 138 |  |  | N |  | NORTHERN INDIANA PUBLIC SERVICE CO |  |  |  | N
9454 | ArcelorMittal Cleveland Inc | 10398 | Arcelormittal Cleveland Inc | 3060 Eggers Road | Cleveland | OH | 44105 | Cuyahoga | 41.4739 | -81.6728 | RFC | PJM | PJM Interconnection, LLC | Cuyahoga River | 3311 | NR | 7 | Industrial CHP | N |  | N |  | N |  | N | X |  | Cleveland Electric Illum Co | 3755 | OH | 138 |  |  | N | EAST OHIO GAS COMP DOMINION EAST OH |  |  |  |  | N
10337 | KES Kingsburg LP | 10405 | Kingsburg Cogen | 11765 Mountian View | Kingsbrurg | CA | 93631 | Fresno | 36.5397 | -119.5794 | WECC | CISO | California Independent System Operator | Process Water | 22 | NR | 3 | IPP CHP | N |  | N |  | N |  | N | X |  | Pacific Gas & Electric Co | 14328 | CA | 115 |  |  | N | SOUTHERN CALIFORNIA GAS COMPANY |  |  |  |  | N
3692 | Clark University | 10408 | Clark University | 950 Main St | Wocester | MA | 1610 | Worcester | 42.2508 | -71.8226 | NPCC | ISNE | ISO New England Inc. | Municipality | 611 | NR | 5 | Commercial CHP | N |  | N |  | N |  | N | X |  | New England Power Company | 13433 |  | 13.8 |  |  | N | NSTAR GAS COMPANY |  |  |  |  | N | X
11936 | McBryde Sugar Co Ltd | 10412 | Kalaheo Hydro | Opu Road Extension | Kaleheo | HI | 96714 | Kauai | 21.9361 | -159.5286 | HICC |  |  | Alexander Reservoir | 111 | NR | 6 | Industrial Non-CHP | N |  | N |  | N |  | N | X |  | Kauai Island Utility Cooperative | 10071 | HI | 12.5 |  |  | N
11936 | McBryde Sugar Co Ltd | 10413 | Wainiha Hydro | Powerhouse Road Extension | Hanalei | HI | 96714 | Kauai | 22.1963 | -159.5561 | HICC |  |  | Wainiha River | 111 | NR | 6 | Industrial Non-CHP | N |  | N |  | N |  | N | X |  | Kauai Island Utility Cooperative | 10071 | HI | 57 |  |  | N
56600 | Ascend Performance Materials LLC | 10416 | Pensacola Florida Plant | 3000 Old Chemstrand Rd | Cantonment | FL | 32533 | Escambia | 30.5958 | -87.2525 | SERC | SOCO | Southern Company Services, Inc. - Trans | Escambia | 325 | NR | 7 | Industrial CHP | Y | 80-24-000; 93-33-000 | N |  | N |  | N | X |  | Gulf Power Co | 7801 | FL | 12 |  |  | N |  | GULF SOUTH PIPELINE COMPANY LP |  |  |  | N
39878 | Solutia Inc-Indian | 10417 | Indian Orchard Plant 1 | 730 Worcester St | Springfield | MA | 1151 | Hampden | 42.1569 | -72.5242 | NPCC | ISNE | ISO New England Inc. | Municipality | 325211 | NR | 7 | Industrial CHP | N |  | N |  | Y | 84-34-000 | N | X |  | Western Massachusetts Electric Company | 20455 | MA | 14.1 |  |  | N | COLUMBIA GAS OF MASSACHUSETTS |  |  |  |  | N | X
56488 | Ascend Performance Materials | 10418 | Ascend Performance Materials Texas Inc. | FM RD 2917 | Alvin | TX | 77512 | Brazoria | 29.2558 | -95.2103 | TRE | ERCO | Electric Reliability Council of Texas, Inc. | Brazos River | 325 | NR | 7 | Industrial CHP | N |  | N |  | N |  | N | X |  | CenterPoint Energy | 8901 | TX | 138 |  |  | N | Other - See pipeline notes. |  |  |  | Our natural gas supplier is Kinder Morgan. | N | N
5068 | Denver City & County of | 10421 | Dillon Hydro Plant | 858 Old Colorado Hwy #9 | Summit | CO | 80435 | Summit | 39.6208 | -106.0662 | WECC | PSCO | Public Service Company of Colorado | Blue River | 22 | NR | 2 | IPP Non-CHP | N |  | Y | 46-10-000 | N |  |  | X |  | Public Service Co of Colorado | 15466 | CO | 25 |  |  | N
5068 | Denver City & County of | 10422 | Williams Fork Hydro Plant | 1839 County Rd 3008 | Parshall | CO | 80468 | Grand | 40.035 | -106.2053 | WECC | WACM | Western Area Power Administration - Rocky Mountain Region | Kitchen Creek | 22 | NR | 2 | IPP Non-CHP | N |  | Y | 22-04-000 | N |  |  | X |  | Mountain Parks Electric, Inc | 13050 | CO | 25 |  |  | N
5068 | Denver City & County of | 10423 | North Fork Hydro Plant | 49548 U.S 285 | Grant | CO | 80448 | Park | 39.4616 | -105.677 | WECC | WACM | Western Area Power Administration - Rocky Mountain Region | North Fork River | 22 | NR | 2 | IPP Non-CHP | N |  | N |  | N |  |  | X |  | Intermountain Rural Elec Assn | 9336 | CO | 45 |  |  | N
5068 | Denver City & County of | 10424 | Gross Hydro Plant | 3817 Gross Dam Road | Boulder | CO | 80471 | Jefferson | 39.9456 | -105.3565 | WECC | PSCO | Public Service Company of Colorado | Sawmill Gulch | 22 | NR | 2 | IPP Non-CHP | N |  | Y | 20-35-000 | N |  |  | X |  | Public Service Co of Colorado | 15466 | CO | 25 |  |  | N
54745 | International Paper - Orange | 10425 | International Paper - Orange | 1750 Inland Rd | Orange | TX | 77632 | Orange | 30.2178 | -93.7422 | SERC | MISO | Midcontinent Independent Transmission System Operator, Inc.. | Sabine River | 32213 | NR | 7 | Industrial CHP | N |  | N |  | N |  | N | X |  | Entergy Texas Inc. | 55937 | TX | 13.8 |  |  | N | CENTERPOINT ENERGY |  |  |  |  | N
23632 | Inland Paperboard - Rome Mill | 10426 | Inland Paperboard Packaging Rome | 238 Mays Bridge Rd | Rome | GA | 30165 | Floyd | 34.2528 | -85.3275 | SERC | SOCO | Southern Company Services, Inc. - Trans | Coosa River | 32213 | NR | 7 | Industrial CHP | N |  | N |  | N |  | Y | N | OP | Georgia Power Co | 7140 | GA | 14 |  |  | N | [5 empty] | N | X
22091 | New-Indy Ontario LLC | 10427 | New-Indy Ontario Mill | 5100 Jurupa Street | Ontario | CA | 91761 | San Bernardino | 34.0454 | -117.5402 | WECC | CISO | California Independent System Operator |  | 32213 | NR | 7 | Industrial CHP | Y | 90-159-001 | N |  | N |  |  | X |  | Southern California Edison Co | 17609 | CA | 600 |  |  | N | SOUTHERN CALIFORNIA GAS COMPANY |  |  |  |  | N | X
623 | Anheuser-Busch Inc | 10430 | Anheuser-Busch St Louis | One Busch Place | St. Louis | MO | 63118 | St Louis City | 38.5978 | -90.2107 | SERC | MISO | Midcontinent Independent Transmission System Operator, Inc.. | Municipality | 311 | NR | 7 | Industrial CHP | N |  | N |  | N |  | N | X |  | Union Electric Co - (MO) | 19436 | MO | 34.5 |  |  | N |  | MISSISSIPPI RIVER TRANSMISSION CORP |  |  |  | N | X
623 | Anheuser-Busch Inc | 10431 | Anheuser-Busch Jacksonville | 111 Busch Drive | Jacksonville | FL | 32218 | Duval | 30.4342 | -81.6454 | FRCC | JEA | JEA | Municipality | 311 | NR | 7 | Industrial CHP | N |  | N |  | N |  | N | X |  | JEA | 9617 | FL | 138 |  |  | N |  | FLORIDA GAS TRANSMISSION COMPANY |  |  |  | N
9383 | Mosaic Fertilizer LLC | 10434 | Mosaic New Wales Operations | 3095 CR 640 West | Mulberry | FL | 33860 | Polk | 27.8336 | -82.0519 | FRCC | TEC | Tampa Electric Company | Wells | 325311 | NR | 7 | Industrial CHP | Y | 84-81-000 | N |  | N |  | N | X |  | Tampa Electric Co | 18454 | FL | 69 |  |  | N
49966 | Covanta Camden Energy Recovery Center | 10435 | Camden Resource Recovery Facility | 600 Morgan Blvd. | Camden | NJ | 8104 | Camden | 39.9092 | -75.1169 | RFC | PJM | PJM Interconnection, LLC | Camden Well Water | 22 | NR | 2 | IPP Non-CHP | N |  | Y | 86-883-000 | N |  | N | X |  | Public Service Elec & Gas Co | 15477 | NJ | 26 |  |  | N |  | PUBLIC SERVICE ELECTRIC & GAS CO
6091 | Exxon Mobil Refining and Supply Co. | 10436 | ExxonMobil Baytown Refinery | Decker Drive | Baytown | TX | 77520 | Harris | 29.7535 | -94.9973 | TRE | ERCO | Electric Reliability Council of Texas, Inc. | San Jacinto River Authority | 324 | NR | 7 | Industrial CHP | Y | 89-41-001 | N |  | N |  | N | X |  | CenterPoint Energy | 8901 | TX | 138 |  |  | N |  | HOUSTON PL CO LP | KINDER MORGAN TEJAS PIPELINE LLC | KINDER MORGAN TEXAS PIPELINE LLC |  | N | N
60246 | Sunray Energy 2, LLC | 10437 | Sunray 2 | 35100 Santa Fe Street | Daggett | CA | 92327 | San Bernardino | 34.8634 | -116.8276 | WECC | CISO | California Independent System Operator |  | 22 | NR | 2 | IPP Non-CHP | N |  | N |  | N |  |  | X |  | Southern California Edison Co | 17609 | CA | 115
60247 | Sunray Energy 3 LLC | 10438 | Sunray 3 | 35100 Santa Fe St | Daggett | CA | 92327 | San Bernardino | 34.8634 | -116.8276 | WECC | CISO | California Independent System Operator |  | 22 | NR | 2 | IPP Non-CHP | N |  | N |  | N |  |  | X |  | Southern California Edison Co | 17609 | CA | 34.5 |  |  | N
55711 | FPL Energy Operating Services Inc - SEGS | 10439 | SEGS III | 41100 Hwy 395 | Boron | CA | 93516 | San Bernardino | 35.0069 | -117.5558 | WECC | CISO | California Independent System Operator | Avek Water Agency | 22 | NR | 2 | IPP Non-CHP | N |  | Y | 86-734-000 | N |  | N | X |  | Southern California Edison Co | 17609 | CA | 115 |  |  | N |  | PACIFIC GAS |  |  |  | N | X
55711 | FPL Energy Operating Services Inc - SEGS | 10440 | SEGS IV | 41100 Hwy 395 | Boron | CA | 93516 | San Bernardino | 35.0122 | -117.5557 | WECC | CISO | California Independent System Operator | Avek Water Agency | 22 | NR | 2 | IPP Non-CHP | N |  | Y | 86-736-000 | N |  | N | X |  | Southern California Edison Co | 17609 | CA | 115 |  |  | N |  | PACIFIC GAS |  |  |  | N | X
55711 | FPL Energy Operating Services Inc - SEGS | 10441 | SEGS V | 41100 Hwy 395 | Boron | CA | 93516 | San Bernardino | 35.0195 | -117.5555 | WECC | CISO | California Independent System Operator | Avek Water Agency | 22 | NR | 2 | IPP Non-CHP | N |  | Y | 87-402-000 | N |  | N | X |  | Southern California Edison Co | 17609 | CA | 115 |  |  | N |  | PACIFIC GAS |  |  |  | N | X
55711 | FPL Energy Operating Services Inc - SEGS | 10442 | SEGS VI | 41100 Hwy 395 | Boron | CA | 93516 | San Bernardino | 35.021 | -117.5661 | WECC | CISO | California Independent System Operator | Avek Water Agency | 22 | NR | 2 | IPP Non-CHP | N |  | Y | 88-33-000 | N |  | N | X |  | Southern California Edison Co | 17609 | CA | 115 |  |  | N |  | PACIFIC GAS |  |  |  | N | X
55711 | FPL Energy Operating Services Inc - SEGS | 10443 | SEGS VII | 41100 Highway 395 | Boron | CA | 93516 | San Bernardino | 35.0148 | -117.5659 | WECC | CISO | California Independent System Operator | Avek Water Agency | 22 | NR | 2 | IPP Non-CHP | N |  | Y | 88-34-000 | N |  | N | X |  | Southern California Edison Co | 17609 | CA | 115 |  |  | N |  | PACIFIC GAS |  |  |  | N | X
55711 | FPL Energy Operating Services Inc - SEGS | 10444 | SEGS VIII | 43880 Harper Lake Road | Hinkley | CA | 92347 | San Bernardino | 35.0308 | -117.3563 | WECC | CISO | California Independent System Operator | Ground Water | 22 | NR | 2 | IPP Non-CHP | N |  | Y | 88-470-000 | N |  | N | X |  | Southern California Edison Co | 17609 | CA | 220 |  |  | N |  | SOUTHWEST GAS CORPORATION |  |  |  | N | X
55711 | FPL Energy Operating Services Inc - SEGS | 10446 | SEGS IX | 43880 Harper Lake Road | Hinkley | CA | 92347 | San Bernardino | 35.033 | -117.338 | WECC | CISO | California Independent System Operator | Ground Water | 22 | NR | 2 | IPP Non-CHP | N |  | Y | 88-472-000 | N |  | N | X |  | Southern California Edison Co | 17609 | CA | 220 |  |  | N |  | SOUTHWEST GAS CORPORATION |  |  |  | N | X
58149 | Renewable World Energies LLC | 10453 | LAC Courte Oreilles Hydroelect | N5961 Dam Road | Winter | WI | 54896 | Sawyer | 45.8883 | -91.0769 | MRO | MISO | Midcontinent Independent Transmission System Operator, Inc.. | Hydroelectric | 22 | NR | 2 | IPP Non-CHP | N |  | Y | 85-519-000 | N |  |  | X |  | Northern States Power Co - Minnesota | 13781 | MN | 23.9 |  |  | N
11556 | Brookfield Energy Marketing LP | 10458 | Muck Valley Hydroelectric | NA | NA | CA | 96068 | Lassen | 40.9764 | -121.2558 | WECC | CISO | California Independent System Operator | Pit River | 22 | NR | 2 | IPP Non-CHP | N |  | N |  | Y | 93-12-000, 86-185-000 | N | X |  | Pacific Gas & Electric Co | 14328 | CA | 230 |  |  | N
1746 | Black River Generation LLC | 10464 | ReEnergy Black River | Euphrates RV Rd. & Oneida Ave. | Fort Drum | NY | 13602 | Jefferson | 44.0365 | -75.772 | NPCC | NYIS | New York Independent System Operator | Black River | 22 | NR | 2 | IPP Non-CHP | N |  | Y | 00-76-0000 | Y | 04-32-000 | N | X |  | Niagara Mohawk Power Corp. | 13573 | NY | 115 |  |  | N
55965 | Verso Corporation | 10466 | Wisconsin Rapids Paper Mill | 310 3rd Avenue North | Wisconsin Rapids | WI | 54495 | Wood | 44.3989 | -89.9403 | MRO | MISO | Midcontinent Independent Transmission System Operator, Inc.. | Wisconsin River | 322122 | NR | 7 | Industrial CHP | N |  | N |  | N |  | N | X |  | Consolidated Water Power Co | 4247 | WI | 13.8 |  |  | N |  | ANR PIPELINE COMPANY |  |  |  | N | N
55754 | Boralex Hydro Operations Inc | 10467 | Fourth Branch Hydroelectric Facility | 3 O'Connor Drive | Waterford | NY | 12188 | Saratoga | 42.7876 | -73.6917 | NPCC | NYIS | New York Independent System Operator | Mohawk River | 22 | NR | 2 | IPP Non-CHP | N |  | Y | 04-17-000, 04-17-001, 04-17-002, 86-1100-000 | N |  | N | X |  | Niagara Mohawk Power Corp. | 13573 | NY | 34.5 |  |  | N | [5 empty] | X | X
7160 | Geysers Power Co LLC | 10469 | Bear Canyon Power Plant | 10350 Scorates Mine Road | Middletown | CA | 95461 | Lake | 38.763 | -122.6929 | WECC | CISO | California Independent System Operator | Wells | 22 | NR | 2 | IPP Non-CHP | N |  | Y | 87-586-002 | N |  |  | X |  | Pacific Gas & Electric Co | 14328 | CA | 230 |  |  | N
11217 | Los Angeles County Sanitation | 10471 | Spadra Landfill Gas to Energy | 4125 W Valley Blvd | Walnut | CA | 91789 | Los Angeles | 34.0408 | -117.8217 | WECC | CISO | California Independent System Operator | Municipality | 562212 | NR | 4 | Commercial Non-CHP | N |  | Y | 88-545-000 | N |  | N | X |  | Southern California Edison Co | 17609 | CA | 66 |  |  | N | SOUTHERN CALIFORNIA GAS COMPANY
11217 | Los Angeles County Sanitation | 10472 | Puente Hills Energy Recovery | 2800 S Workman Mill Road | Whittier | CA | 90601 | Los Angeles | 34.0233 | -118.0241 | WECC | CISO | California Independent System Operator | Municipality | 562212 | NR | 4 | Commercial Non-CHP | N |  | Y | 88-544-000; '05-227-000 | N |  | N | X |  | Southern California Edison Co | 17609 | CA | 66 |  |  | N | SOUTHERN CALIFORNIA GAS COMPANY |  |  |  |  | N | X
11217 | Los Angeles County Sanitation | 10473 | Palos Verdes Gas to Energy | 25680 Hawthorne Blvd | Rolling Hills Estates | CA | 92704 | Los Angeles | 33.7928 | -118.35 | WECC | CISO | California Independent System Operator | Municipality | 562212 | NR | 4 | Commercial Non-CHP | N |  | Y | 88-288-000 | N |  |  | X |  | Southern California Edison Co | 17609 | CA | 66
56150 | ArcelorMittal USA Inc | 10474 | 4 AC Station | 3210 Watling | East Chicago | IN | 46312 | Lake | 41.68 | -87.4264 | RFC |  |  | Lake Michigan | 3311 | NR | 7 | Industrial CHP | N |  | N |  | N |  | N | X
56150 | ArcelorMittal USA Inc | 10475 | Expander Turbine | 3210 Watling St. | East Chicago | IN | 46312 | Lake | 41.6836 | -87.4233 | RFC | MISO | Midcontinent Independent Transmission System Operator, Inc.. |  | 3311 | NR | 6 | Industrial Non-CHP | N |  | N |  | N |  |  | X |  | Northern Indiana Pub Serv Co | 13756 | IN | 138 |  |  | N
55965 | Verso Corporation | 10476 | Whiting Mill | 2627 Whiting Road | Stevens Point | WI | 54481 | Portage | 44.4887 | -89.5728 | MRO | MISO | Midcontinent Independent Transmission System Operator, Inc.. | Wisconsin River | 322122 | NR | 7 | Industrial CHP | N |  | N |  | N |  | N | X |  | Consolidated Water Power Co | 4247 | WI | 4.16 |  |  |  |  | ANR PIPELINE COMPANY
55965 | Verso Corporation | 10477 | Wisconsin Rapids Pulp Mill | 950 Fourth Avenue North | Wisconsin Rapids | WI | 54495 | Wood | 44.3953 | -89.826 | MRO | MISO | Midcontinent Independent Transmission System Operator, Inc.. | Wisconsin River | 322122 | NR | 7 | Industrial CHP | N |  | N |  | N |  | N | X |  | Consolidated Water Power Co | 4247 | WI | 13.8 |  |  | N | Other - See pipeline notes. | ANR PIPELINE COMPANY |  |  |  | N | N
11216 | Los Angeles County | 10478 | Pitchess Cogen Station | 29300 The Old Road | Saugus | CA | 91350 | Los Angeles | 34.4639 | -118.594 | WECC | CISO | California Independent System Operator | Well/Municipality | 92214 | NR | 5 | Commercial CHP | Y | 87-293-000 | N |  | N |  | N | X |  | Southern California Edison Co | 17609 | CA | 12.46 |  |  | N | SOUTHERN CALIFORNIA GAS COMPANY |  |  |  |  | N
34691 | Ormat Nevada Inc | 10479 | Ples I | 85 Casa Diablo | Mammoth Lakes | CA | 93546 | Mono | 37.6455 | -118.9096 | WECC | CISO | California Independent System Operator | Wells | 22 | NR | 2 | IPP Non-CHP | N |  | Y | 86-666-001 | N |  |  | X |  | Southern California Edison Co | 17609 | CA | 33 |  |  | N
34691 | Ormat Nevada Inc | 10480 | Mammoth Pacific I | 85 Casa Diablo | Mammoth lakes | CA | 93546 | Mono | 37.6451 | -118.9143 | WECC | CISO | California Independent System Operator | Wells | 22 | NR | 2 | IPP Non-CHP | N |  | Y | 83-247-001 | N |  |  | X |  | Southern California Edison Co | 17609 | CA | 33 |  |  | N
34691 | Ormat Nevada Inc | 10481 | Mammoth Pacific II | 85 Casa Diablo | Mammoth Lakes | CA | 93546 | Mono | 37.6464 | -118.9092 | WECC | CISO | California Independent System Operator | Wells | 22 | NR | 2 | IPP Non-CHP | N |  | Y | 86-392-001 | N |  |  | X |  | Southern California Edison Co | 17609 | CA | 33 |  |  | N
1991 | Boise White Paper LLC | 10486 | Boise Cascade International Falls | 400 Second Street | International Falls | MN | 56649 | Koochiching | 48.6067 | -93.4066 | MRO | MISO | Midcontinent Independent Transmission System Operator, Inc.. | Rainy River | 322 | NR | 7 | Industrial CHP | N |  | Y | QF03-114-000 | N |  |  | X |  | ALLETE, Inc. | 12647 | MN | 13.8 |  |  | N |  | CENTRA PIPELINES MINNESOTA INC |  |  |  | N | X
1991 | Boise White Paper LLC | 10487 | International Falls Power | 400 Second Street | International Falls | MN | 56649 | Koochiching | 48.6081 | -93.4043 | MRO | MISO | Midcontinent Independent Transmission System Operator, Inc.. | Rainy River | 322 | NR | 6 | Industrial Non-CHP | N |  | Y | QF03-114-000 | N |  | N | X |  | ALLETE, Inc. | 12647 | MN | 13.8 |  |  | N | [5 empty] | N | X
1924 | Boise Packaging & Newsprint LLC | 10488 | DeRidder Mill | 4200 Hwy 190 W. | DeRidder | LA | 70634 | Beauregard | 30.8606 | -93.3756 | SPP | MISO | Midcontinent Independent Transmission System Operator, Inc.. | Well | 322122 | NR | 7 | Industrial CHP | Y | 06-78-000 | N |  | N |  | Y | Y | OP | Cleco Power LLC | 3265 | LA | 138 |  |  | N |  | GULF SOUTH PIPELINE COMPANY LP |  |  |  | N | X
57280 | Eagle Creek RE LLC | 10490 | Upper Beaver Falls Project | 9692 NYS Rt.126 | Beaver Falls | NY | 13620 | Lewis | 43.8836 | -75.4281 | NPCC | NYIS | New York Independent System Operator | Beaver River | 22 | NR | 2 | IPP Non-CHP | N |  | Y | ER10-3039 | N |  | N | X |  | Niagara Mohawk Power Corp. | 13573 | NY | 23 |  |  | N | [5 empty] | N | N
60999 | Catalyst Paper Operations, Inc | 10491 | Mead Rumford Cogen | 35 Hartford St. | Rumford | ME | 4276 | Oxford | 44.5465 | -70.5443 | NPCC | ISNE | ISO New England Inc. | Androscoggin River | 322122 | NR | 7 | Industrial CHP | N |  | N |  | N |  | Y | Y | OP | Central Maine Power Co | 3266 | ME | 13.8 |  |  | N |  | PORTLAND NATURAL GAS TRANS SYSTEM |  |  |  | N | X
50083 | Brookfield Power New England | 10493 | Rumford Falls Hydro Facility | 35 Hartford St. | Rumford | ME | 4276 | Oxford | 44.5486 | -70.6283 | NPCC | ISNE | ISO New England Inc. | Androscoggin River | 22 | NR | 2 | IPP Non-CHP | N |  | N |  | N |  |  | X |  | Public Service Co of NH | 15472 | NH | 115 |  |  | N
34612 | Sheldon Vermont Hydro Co., Inc. | 10494 | Sheldon Springs Hydroelectric | Heather Lane | Sheldon Springs | VT | 5483 | Franklin | 44.9108 | -72.9736 | NPCC | ISNE | ISO New England Inc. | Mississippi River | 22 | NR | 2 | IPP Non-CHP | N |  | Y | 86-219-000 | N |  |  | X |  | Vermont Electric Cooperative, Inc | 19791 | VT | 46 |  |  | N
60999 | Catalyst Paper Operations, Inc | 10495 | Rumford Cogeneration | 35 Hartford St | Rumford | ME | 4276 | Oxford | 44.5513 | -70.5414 | NPCC | ISNE | ISO New England Inc. | Androscoggin River | 22 | NR | 3 | IPP CHP | Y | 86-291-000 | N |  | N |  | Y | Y | SB | Central Maine Power Co | 3266 | ME | 13.8 |  |  | N | [5 empty] | N | N
10203 | Kern River Cogeneration Co | 10496 | Kern River Cogeneration | SW China Grade Loop | Bakersfield | CA | 93380 | Kern | 35.4515 | -118.9849 | WECC | CISO | California Independent System Operator |  | 22 | NR | 3 | IPP CHP | Y | 83-423-000 | N |  | N |  |  | X |  | Southern California Edison Co | 17609 | CA | 230 |  |  | N |  | KERN RIVER GAS TRANSMISSION CO |  |  |  | N | N
12449 | Mid Set Cogeneration Co | 10501 | Mid-Set Cogeneration | 13705 Shale Rd. | Fellows | CA | 93224 | Kern | 35.1946 | -119.571 | WECC | CISO | California Independent System Operator | Municipality | 22 | NR | 3 | IPP CHP | Y | 87-46-001 | N |  | N |  |  | X |  | Pacific Gas & Electric Co | 14328 | CA | 220 |  |  | N |  | Other - Please explain in pipeline notes below. |  |  |  | N
55850 | Thermal Energy Development Part LP | 10502 | Thermal Energy Development Part LP | 14800 W Schulte Rd | Tracy | CA | 95377 | San Joaquin | 37.7199 | -121.4887 | WECC | CISO | California Independent System Operator | Well | 22 | NR | 2 | IPP Non-CHP | N |  | Y | 85-231-003 | N |  | N | X |  | Pacific Gas & Electric Co | 14328 | CA | 115 |  |  | N |  | PACIFIC GAS
20541 | Wheelabrator Environmental Systems | 10503 | Wheelabrator Hudson Falls | 93 River Street | Hudson Falls | NY | 12839 | Washington | 43.3056 | -73.5914 | NPCC | NYIS | New York Independent System Operator | Hudson River | 22 | NR | 2 | IPP Non-CHP | N |  | Y | 86-778-000 | N |  | N | X |  | Niagara Mohawk Power Corp. | 13573 | NY | 115 |  |  | N | [5 empty] | N | X
450 | The Amalgamated Sugar Co | 10504 | Amalgamated Sugar Twin Falls | 2320 Orchard Drive East | Twin Falls | ID | 83301 | Twin Falls | 42.5328 | -114.4328 | WECC | IPCO | Idaho Power Company | Rock Creek | 311 | NR | 7 | Industrial CHP | Y | 85-304-000 | N |  | N |  | Y | Y | OP | Idaho Power Co | 9191 | ID | 12 |  |  | N |  | INTERMOUNTAIN GAS COMPANY |  |  |  | N | X
56174 | Finch Paper LLC | 10511 | Finch Paper | 1 Glen Street | Glen Falls | NY | 12801 | Warren | 43.3084 | -73.6376 | NPCC | NYIS | New York Independent System Operator | Hudson River | 322122 | NR | 7 | Industrial CHP | Y | 87-045-000 | N |  | N |  | N | X |  | Niagara Mohawk Power Corp. | 13573 | NY | 34.5 |  |  | N |  | None |  |  |  | N
16498 | SFR Hydro Cor | 10519 | Milton Hydro | Hydro Plant Road | Milton | NH | 3851 | Strafford | 43.4031 | -70.9865 | NPCC | ISNE | ISO New England Inc. | Salmon Falls River | 22 | NR | 2 | IPP Non-CHP | N |  | Y | 86-1062-000 | N |  | N | X |  | Public Service Co of NH | 15472 | NH | 34.5 |  |  | N
21581 | Midwest Hydro LLC | 10520 | Dayton Hydro | 1963 North 3103 Road | Ottawa | IL | 61350 | LaSalle | 41.3878 | -88.7897 | SERC | MISO | Midcontinent Independent Transmission System Operator, Inc.. | Fox River | 22 | NR | 2 | IPP Non-CHP | N |  | Y | 84-490-000 | N |  | N | X |  | Ameren Illinois Company | 56697 | IL | 34.5 |  |  | N | [5 empty] | N | N
60641 | Veolia NA - Municipal & Commercial Business | 10521 | Lederle Laboratories | 401 North Middletown Road | Pearl River | NY | 10965 | Rockland | 41.0772 | -74.0181 | NPCC | NYIS | New York Independent System Operator | Wells | 325 | NR | 7 | Industrial CHP | Y | 88-459-000 | N |  | N |  | N | X |  | Orange & Rockland Utils Inc | 14154 | NY | 34.5 |  |  | N | CONSOLIDATED EDISON NEW YORK INC |  |  |  |  | N | N
55753 | Essex Hydro Associates LLC | 10523 | Benton Falls Associates | 1215 Clinton Avenue | Benton | ME | 4901 | Kennebec | 44.5802 | -69.5545 | NPCC | ISNE | ISO New England Inc. | Sebasticook | 22 | NR | 2 | IPP Non-CHP | N |  | Y | 86-316-002 | N |  | N | X |  | Central Maine Power Co | 3266 | ME | 12.4 |  |  | N | [5 empty] | X | X
3837 | CMS Generation Operating Co II | 10525 | Craven County Wood Energy LP | 201 Executive Parkway | New Bern | NC | 28562 | Craven | 35.1302 | -77.1679 | SERC | CPLE | Progress Energy Carolinas - EAST | Wells and Craven Cty Wtr Dept | 22 | NR | 2 | IPP Non-CHP | N |  | N |  | N |  | N | X |  | Duke Energy Carolinas, LLC | 5416 | NC | 230 |  |  | N | PIEDMONT NATURAL GAS | TRANSCONTINENTAL GAS PIPELINE |  |  |  | N | X
5226 | Dodge Falls Associates LP | 10526 | Dodge Falls Associates | 61 Dodge Falls Road | Bath | NH | 3740 | Grafton | 44.2081 | -72.0581 | NPCC | ISNE | ISO New England Inc. | Connecticut River | 22 | NR | 2 | IPP Non-CHP | N |  | Y | 96-21 | N |  | N | X |  | Green Mountain Power Corp | 7601 | VT | 34.5 |  |  | N | [5 empty] | X | X
5914 | Erie Boulevard Hydropower LP | 10530 | Feeder Dam Hydro Plant | 144 Feeder Dam Rd. | S. Glen Falls | NY | 12803 | Saratoga | 43.2899 | -73.6658 | NPCC | NYIS | New York Independent System Operator | Hudson River | 22 | NR | 2 | IPP Non-CHP | N |  | N |  | Y | 99-156-000 | N | X |  | Niagara Mohawk Power Corp. | 13573 | NY | 34.5 |  |  | N | [5 empty] | N | N
5914 | Erie Boulevard Hydropower LP | 10531 | Beebee Island Hydro Plant | 234 Mill Street | Watertown | NY | 13601 | Jefferson | 43.9767 | -75.9072 | NPCC | NYIS | New York Independent System Operator | Black River | 22 | NR | 2 | IPP Non-CHP | N |  | N |  | Y | 99-156-000 | N | X |  | Niagara Mohawk Power Corp. | 13573 | NY | 4.8 |  |  | N | [5 empty] | N | N
7477 | Granger Electric Co | 10532 | Granger Electric Generating Station #2 | 8550 West Grand River | Grand Ledge | MI | 48837 | Clinton | 42.791 | -84.6957 | RFC | MISO | Midcontinent Independent Transmission System Operator, Inc.. |  | 22 | NR | 2 | IPP Non-CHP | N |  | Y | 87-211-000 | N |  | N | X |  | Consumers Energy Co | 4254 | MI | 24.9 |  |  | N | [5 empty] | N | X
34688 | CHI Energy Inc | 10538 | Dexter Plant | Locke Street | Dexter | NY | 13634 | Jefferson | 44.004 | -76.0413 | NPCC | NYIS | New York Independent System Operator | Black River | 22 | NR | 2 | IPP Non-CHP | N |  | Y | 80-14-000; '80-147-000 | N |  |  | X |  | Niagara Mohawk Power Corp. | 13573 | NY | 2.3 |  |  | N
34688 | CHI Energy Inc | 10539 | Theresa Plant | Bridge Street | Theresa | NY | 13694 | Jefferson | 44.2174 | -75.7952 | NPCC | NYIS | New York Independent System Operator | Indian River | 22 | NR | 2 | IPP Non-CHP | N |  | N |  | N |  |  | X |  | Niagara Mohawk Power Corp. | 13573 | NY | 24 |  |  | N
34688 | CHI Energy Inc | 10540 | Diamond Island Plant | Water Street | Watertown | NY | 13601 | Jefferson | 43.9786 | -75.8861 | NPCC | NYIS | New York Independent System Operator | Black River | 22 | NR | 2 | IPP Non-CHP | N |  | N |  | N |  |  | X |  | Niagara Mohawk Power Corp. | 13573 | NY | 24 |  |  | N
34688 | CHI Energy Inc | 10544 | Hailesboro 4 Plant | 121 Mill Street | Hailesboro | NY | 13645 | St Lawrence | 44.3117 | -75.445 | NPCC | NYIS | New York Independent System Operator | Oswegatchie River | 22 | NR | 2 | IPP Non-CHP | N |  | N |  | N |  |  | X |  | Niagara Mohawk Power Corp. | 13573 | NY | 23 |  |  | N
34688 | CHI Energy Inc | 10545 | Copenhagen Plant | Cataract Street | Copenhagen | NY | 13626 | Lewis | 43.8997 | -75.6603 | NPCC | NYIS | New York Independent System Operator | Deer River | 22 | NR | 2 | IPP Non-CHP | N |  | N |  | N |  |  | X |  | Niagara Mohawk Power Corp. | 13573 | NY | 24 |  |  | N
34688 | CHI Energy Inc | 10546 | Beaver Valley Patterson Dam | Third Street & The River | Beaver Falls | PA | 15010 | Beaver | 40.7441 | -80.3178 | RFC | PJM | PJM Interconnection, LLC | Beaver River | 22 | NR | 2 | IPP Non-CHP | N |  | N |  | N |  |  | X |  | Duquesne Light Co | 5487 | PA | 23 |  |  | N
34688 | CHI Energy Inc | 10547 | Pyrites Plant | County Route 21 | Pyrites | NY | 13677 | St Lawrence | 44.522 | -75.1881 | NPCC | NYIS | New York Independent System Operator | Grasse River | 22 | NR | 2 | IPP Non-CHP | N |  | Y | 80-14-000 | N |  |  | X |  | Niagara Mohawk Power Corp. | 13573 | NY | 23 |  |  | N
16732 | San Jose State University Fclts Dev &Ops | 10548 | San Jose Cogeneration | 129 South 10th Street | San Jose | CA | 95192 | Santa Clara | 37.3361 | -121.8783 | WECC | CISO | California Independent System Operator | San Jose Water Company | 611 | NR | 5 | Commercial CHP | Y | 83-411-000 | N |  | N |  | N | X |  | Pacific Gas & Electric Co | 14328 | CA | 115 |  |  | N | PACIFIC GAS |  |  |  |  | N
463 | Ameresco LFG I Inc | 10549 | Al Turi | 91 Hartley Road | Goshen | NY | 10924 | Orange | 41.4043 | -74.3767 | NPCC | NYIS | New York Independent System Operator |  | 22 | NR | 2 | IPP Non-CHP | N |  | Y | 87-63-000 | N |  | N | X |  | Orange & Rockland Utils Inc | 14154 | NY | 12.5 |  |  | N | [5 empty] | N | X
12594 | Mills Shoals Hydro Co Inc | 10550 | High Shoals Hydro (NC) | River Street Highway 321 | High Shoals | NC | 28077 | Lincoln | 35.3943 | -81.201 | SERC | DUK | Duke Energy Carolinas | S Fork Catawba River | 22 | NR | 2 | IPP Non-CHP | N |  | Y | 90-220-000 | N |  |  | X |  | Duke Energy Carolinas, LLC | 5416 | NC | 12.47 |  |  | N
4385 | Anderson Power Products | 10553 | Anderson Power Products Division | 13 Pratts Junction Road | Sterling | MA | 1564 | Worcester | 42.4714 | -71.7433 | NPCC | ISNE | ISO New England Inc. | Cooling | 326 | NR | 6 | Industrial Non-CHP | N |  | N |  | N |  | N | X |  | Town of Sterling - (MA) | 18087 | MA | 15 |  |  | N | [5 empty] | N | N
6541 | Formosa Plastics Corp | 10554 | Formosa Utility Venture Ltd | 201 Formosa Drive | Point Comfort | TX | 77978 | Calhoun | 28.6917 | -96.5417 | TRE | ERCO | Electric Reliability Council of Texas, Inc. | Lake Texana | 325211 | NR | 7 | Industrial CHP | Y | 90-6-002 | N |  | N |  | N | X |  | AEP Texas Central Company | 3278 | TX | 138 |  |  | N |  | Other - Please explain in pipeline notes below. |  |  | The pipeline belongs to Formosa Plastics Corp. It is an in-plant transfer line. | N | N
2179 | Brassua Hydroelectric LP | 10555 | Brassua Hydroelectric Project | Brassua Dam | Rockwood | ME | 4478 | Somerset | 45.6603 | -69.8122 | NPCC | ISNE | ISO New England Inc. | Moose River | 22 | NR | 2 | IPP Non-CHP | N |  | Y | 87-42-000 | N |  |  | X |  | Central Maine Power Co | 3266 | ME | 34.5 |  |  | N
2016 | Boott Hydropower Inc | 10556 | Boott Hydropower | 145 Pawtucket Street | Lowell | MA | 1853 | Middlesex | 42.6525 | -71.3224 | NPCC | ISNE | ISO New England Inc. | Merrimack | 22 | NR | 2 | IPP Non-CHP | N |  | Y | 84-186-000 | N |  |  | X |  | Massachusetts Electric Co | 11804 | MA | 23 |  |  | N
15726 | Rayonier Advanced Materials | 10560 | Rayonier Advanced Materials - Jesup Plant | 4470 Savannah Highway | Jesup | GA | 31545 | Wayne | 31.6593 | -81.8439 | SERC | SOCO | Southern Company Services, Inc. - Trans | Wells | 322 | NR | 7 | Industrial CHP | N |  | N |  | N |  |  | X |  | Georgia Power Co | 7140 | GA | 115 |  |  | N |  | SOUTHERN NATURAL GAS COMPANY |  |  |  | N | X
15726 | Rayonier Advanced Materials | 10562 | Fernandina Plant | Foot of Gum Street | Fernandina Beach | FL | 32034 | Nassau | 30.6612 | -81.473 | FRCC | JEA | JEA | Groundwater Wells | 322 | NR | 7 | Industrial CHP | N |  | Y | ER12-2601-001 | N |  |  | X |  | JEA | 9617 | FL | 69 |  |  | N | ATLANTA GAS LT CO | SOUTHERN NATURAL GAS COMPANY |  |  |  | N | X
14932 | US Operating Services Company | 10566 | Chambers Cogeneration LP | 500 Shell Rd. | Carneys Point | NJ | 8069 | Salem | 39.6935 | -75.4858 | RFC | PJM | PJM Interconnection, LLC | Salem Canal | 22 | NR | 3 | IPP CHP | Y | 87-433-000 | N |  | N |  | N | X |  | Atlantic City Electric Co | 963 | NJ | 230 |  |  | N
291 | Algonquin Windsor Locks LLC | 10567 | Algonquin Windsor Locks | 26 Canal Bank Rd | Windsor Locks | CT | 6096 | Hartford | 41.9227 | -72.6255 | NPCC | ISNE | ISO New England Inc. | Windsor Locks Canal | 22 | NR | 3 | IPP CHP | Y | 86-765-000 | N |  | N |  | N | X |  | Connecticut Light & Power Co | 4176 | CT | 115 |  |  | N | YANKEE GAS SVC CO |  |  |  |  | N | X
914 | Total Petrochemicals USA Inc | 10568 | Port Arthur Texas Refinery | Hwy 366 and 32nd St. | Port Arthur | TX | 77642 | Jefferson | 29.9649 | -93.8913 | SERC | MISO | Midcontinent Independent Transmission System Operator, Inc.. | Municipality | 32411 | NR | 7 | Industrial CHP | Y | 87-274-002 | N |  | N |  | N | X |  | Entergy Gulf States - LA LLC | 55936 | LA | 230 |  |  | N |  | HOUSTON PL CO LP | DCP MIDSTREAM LP |  |  | N | N
23037 | Errol Hydroelectric Co LLC | 10570 | Errol Hydroelectric Project | 499 Hydro Drive | Errol | NH | 3579 | Coos | 44.7866 | -71.1243 | NPCC | ISNE | ISO New England Inc. | Androscoggin River | 22 | NR | 2 | IPP Non-CHP | N |  | Y | 85-659-000 | N |  |  | X |  | Public Service Co of NH | 15472 | NH | 115 |  |  | Y
2770 | Terra-Gen Operating Co LLC | 10586 | Cameron Ridge LLC | 10315 Oak Creek Road | Mojave | CA | 93501 | Kern | 35.075 | -118.3158 | WECC | CISO | California Independent System Operator |  | 22 | NR | 2 | IPP Non-CHP | N |  | Y | 85-348-000; 86-1008-000; 86-492-000; 86-495-000 | N |  |  | X |  | Southern California Edison Co | 17609 | CA | 66.6 |  |  | N
135 | Agrilectric Power Partners Ltd | 10593 | Agrilectric Power Partners Ltd | 3063 Hwy. 397 | Lake Charles | LA | 70615 | Calcasieu | 30.2012 | -93.1269 | SERC | MISO | Midcontinent Independent Transmission System Operator, Inc.. | Rainwater | 22 | NR | 2 | IPP Non-CHP | N |  | Y | 83-15-000; 949900 | N |  |  | X |  | Entergy Gulf States - LA LLC | 55936 | LA | 69 |  |  | N | CENTERPOINT ENERGY |  |  |  |  | N
2770 | Terra-Gen Operating Co LLC | 10597 | Ridgetop Energy LLC | 10315 Oak Creek Road | Mojave | CA | 93501 | Kern | 35.0697 | -118.3167 | WECC | CISO | California Independent System Operator |  | 22 | NR | 2 | IPP Non-CHP | N |  | Y | 92-55-000 | N |  |  | X |  | Southern California Edison Co | 17609 | CA | 66.6 |  |  | N
60176 | MVUT 27 Owner LLC | 10600 | MVUT | 350 Camino de la Reina | San Diego | CA | 92108 | San Diego | 32.765 | -117.1639 | WECC | CISO | California Independent System Operator |  | 323 | NR | 7 | Industrial CHP | N |  | N |  | N |  | N | X |  | San Diego Gas & Electric Co | 16609 | CA | 12 |  |  | N | SAN DIEGO GAS AND ELECTRIC COMPANY |  |  |  |  | N
2674 | Tesoro Refining & Marketing Company LLC | 10601 | Tesoro Wilmington Calciner | 1175 Carrack Ave, PO BOX 1028 | Wilmington | CA | 90748 | Los Angeles | 33.777 | -118.2282 | WECC | CISO | California Independent System Operator | Municipality | 324 | NR | 7 | Industrial CHP | Y | 93-73-002 | N |  | N |  | N | X |  | Southern California Edison Co | 17609 | CA | 66 |  |  | N
5670 | Ebensburg Power Co | 10603 | Ebensburg Power | 2840 New Germany Road | Ebensburg | PA | 15931 | Cambria | 40.455 | -78.7472 | RFC | PJM | PJM Interconnection, LLC | Wilmore Dam | 22 | NR | 3 | IPP CHP | Y | 86-1074-004 | Y | 86-1074-005 | N |  | N | X |  | Pennsylvania Electric Co | 14711 | PA | 115 |  |  | N |  | DOMINION TRANSMISSION INCORPORATED |  |  |  | N | X
8286 | Hawaiian Commercial and Sugar Company | 10604 | Hawaiian Comm & Sugar Puunene Mill | 1 Hansen Road | Puunene | HI | 96784 | Maui | 20.8675 | -156.454 | HICC |  | Hawaiian Electric Co Inc | Deep Wells | 311 | NR | 7 | Industrial CHP | N |  | N |  | N |  | N | X |  | Maui Electric Co Ltd | 11843 | HI | 69 |  |  | N | [5 empty] | X | X
50003 | Brunswick Cellulose LLC | 10605 | Brunswick Cellulose | W 9th Street | Brunswick | GA | 31520 | Glynn | 31.1754 | -81.5216 | SERC | SOCO | Southern Company Services, Inc. - Trans | wells | 322 | NR | 7 | Industrial CHP | Y | 86-749-000 | N |  | N |  | Y | Y | OP | Georgia Power Co | 7140 | GA | 13.8 |  |  | N |  | SOUTHERN NATURAL GAS COMPANY |  |  |  | N
4580 | Georgia-Pacific LLC | 10606 | Georgia-Pacific Crossett LLC | 100 Suppply Rd | Crossett | AR | 71635 | Ashley | 33.1421 | -91.975 | SERC | MISO | Midcontinent Independent Transmission System Operator, Inc.. | Saline River | 322 | NR | 7 | Industrial CHP | Y | 93-137-000 | N |  | N |  | Y | N | OP | Entergy Arkansas Inc | 814 | AR | 13.8 |  |  | N | CENTERPOINT ENERGY | MISSISSIPPI RIVER TRANSMISSION CORP | MISSISSIPPI RIVER TRANSMISSION CORP |  |  | N | X
56467 | Ampersand Gilman Hydro LP | 10608 | Gilman Mill | 35 Riverside Ave | Gilman | VT | 5904 | Essex | 44.4122 | -71.7228 | NPCC | ISNE | ISO New England Inc. | Connecticut River | 22 | NR | 2 | IPP Non-CHP | N |  | N |  | N |  | N | X |  | Green Mountain Power Corp | 7601 | VT | 34.5 |  |  | N | [5 empty] | X | X
7166 | Georgia-Pacific Monticello LLC | 10610 | Georgia-Pacific Monticello Paper | 604 N.A. Sandifer Road | Monticello | MS | 39654 | Lawrence | 31.6285 | -90.0809 | SERC | MISO | Midcontinent Independent Transmission System Operator, Inc.. | Pearl River | 32213 | NR | 7 | Industrial CHP | Y | 93-118-000 | N |  | N |  | Y | Y | OP | Southern Pine Elec Power Assn | 17647 | MS | 13.8 |  |  | N |  | SOUTHCROSS ENERGY LLC |  |  |  | N | X
50128 | Georgia-Pacific Consr Ops LLC-Palatka | 10611 | Georgia-Pacific Palatka Operations | County Rd #216, | Palatka | FL | 32177 | Putnam | 29.6807 | -81.6809 | FRCC | FPL | Florida Power & Light Company | St. Johns River | 322 | NR | 7 | Industrial CHP | Y | 90-183-000 | Y | 93-135-000 | N |  | Y | N | OP | Florida Power & Light Co | 6452 | FL | 13.8 |  |  | N | Other - See pipeline notes. |  |  |  |  | N | N
50129 | Georgia-Pacific Cons Op LLC Port Hudson | 10612 | Georgia-Pacific Port Hudson | 1000 W Mount Pleasant Rd | Zachary | LA | 70791 | East Baton Rouge | 30.6547 | -91.28 | SERC | MISO | Midcontinent Independent Transmission System Operator, Inc.. | Wells | 322122 | NR | 7 | Industrial CHP | Y | 07-135-000 | N |  | N |  | N | X |  | Entergy Louisiana LLC | 11241 | LA | 138 |  |  | N |  | American Midstream Midla LLC |  |  |  | N
5232 | Woodland Pulp LLC | 10613 | Domtar - Woodland Mill | 144 Main Street | Baileyville | ME | 4694 | Washington | 45.1554 | -67.4012 | NPCC | NBSO | New Brunswick System Operator | Treated Surface water | 322122 | NR | 7 | Industrial CHP | Y | 93-121-000 | Y | 93-121-000 | N |  | N | X |  | Eastern Maine Electric Coop | 5609 | ME | 13.8 |  |  | N |  | MARITIMES NORTHEAST PIPELINE LLC |  |  |  | N | X
58338 | Lakeside Beaver Falls LLC | 10617 | CH Resources Beaver Falls | 9644 Main St | Beaver Falls | NY | 13305 | Lewis | 43.8861 | -75.4342 | NPCC | NYIS | New York Independent System Operator | Beaver River | 22 | NR | 3 | IPP CHP | Y | 99-43-000 | N |  | N |  | N | X |  | New York Power Authority | 15296 |  | 230 |  |  | N | ST LAWRENCE GAS COMPANY INC | IROQUOIS GAS TRANSMISSION SYS LP |  |  |  | N | X
3085 | Carthage Energy LLC | 10620 | Carthage Energy LLC | 701 West End Ave | Carthage | NY | 13619 | Jefferson | 43.9842 | -75.6225 | NPCC | NYIS | New York Independent System Operator | Black River | 22 | NR | 2 | IPP Non-CHP | N |  | N |  | Y | 99-87-000 | N | X |  | Niagara Mohawk Power Corp. | 13573 | NY | 115 |  |  | N |  | IROQUOIS GAS TRANSMISSION SYS LP |  |  |  | N
58337 | Lakeside Syracuse LLC | 10621 | CH Resources Syracuse | 300 Belle Island Road | Solvay | NY | 13209 | Onondaga | 43.0664 | -76.2144 | NPCC | NYIS | New York Independent System Operator | Onondaga CountyWater Authority | 22 | NR | 2 | IPP Non-CHP | N |  | N |  | Y | 99-43-000 | N | X |  | Niagara Mohawk Power Corp. | 13573 | NY | 115 |  |  | N | NIAGARA MOHAWK DBA NATIONAL GRID |  |  |  |  | N | X
11216 | Los Angeles County | 10623 | Civic Center | 301 N. Broadway | Los Angeles | CA | 90012 | Los Angeles | 34.0564 | -118.2436 | WECC | LDWP | Los Angeles Department of Water and Power | Municipality | 53 | NR | 5 | Commercial CHP | Y | 87-312-000 | N |  | N |  | N | X |  | Los Angeles Department of Water & Power | 11208 | CA | 13.8 |  |  | N | SOUTHERN CALIFORNIA GAS COMPANY |  |  |  |  | N
55863 | Evergreen Packaging Inc | 10627 | Pine Bluff Mill | 5201 Fair Field Road | Pine Bluff | AR | 71601 | Jefferson | 34.2212 | -91.9074 | SERC | MISO | Midcontinent Independent Transmission System Operator, Inc.. | Wells | 32213 | RE | 7 | Industrial CHP | N |  | N |  | N |  | Y | Y | OP | Entergy Arkansas Inc | 814 | AR | 115 |  |  | N |  | ENABLE GAS TRANSMISSION LLC |  |  |  | N | N
20541 | Wheelabrator Environmental Systems | 10629 | Wheelabrator Baltimore Refuse | 1801 Annapolis Rd | Baltimore | MD | 21230 | Baltimore City | 39.266 | -76.6297 | RFC | PJM | PJM Interconnection, LLC | Gywnns Falls | 22 | NR | 3 | IPP CHP | N |  | Y | 82-97-000 | N |  | N | X |  | Baltimore Gas & Electric Co | 1167 | MD | 34 |  |  | N
49899 | CalEnergy Operating Corporation | 10631 | CE Leathers | 342 W Sinclair Rd | Calipatria | CA | 92233 | Imperial | 33.1779 | -115.565 | WECC | IID | Imperial Irrigation District | Colorado River | 22 | NR | 2 | IPP Non-CHP | N |  | Y | 88-543-005 | N |  | N | X |  | Imperial Irrigation District | 9216 | CA | 92 |  |  | N
49899 | CalEnergy Operating Corporation | 10632 | Del Ranch Company | 7029 Gentry Road | Calipatria | CA | 92233 | Imperial | 33.1646 | -115.616 | WECC | IID | Imperial Irrigation District | Colorado River | 22 | NR | 2 | IPP Non-CHP | N |  | Y | 86-727-000 | N |  | N | X |  | Imperial Irrigation District | 9216 | CA | 92 |  |  | N
19091 | GDF Suez NA - Hopewell | 10633 | Hopewell Cogeneration | 1114 Hercules Road | Hopewell | VA | 23860 | Prince George | 37.2917 | -77.2811 | SERC | PJM | PJM Interconnection, LLC | Municipality | 22 | NR | 3 | IPP CHP | N |  | N |  | N |  | N | X |  | Virginia Electric & Power Co | 19876 | VA | 230 |  |  | N |  | TRANSCONTINENTAL GAS PIPELINE |  |  |  | N | X
49899 | CalEnergy Operating Corporation | 10634 | Elmore Company | 786 W Sinclair Rd. | Calipatria | CA | 92233 | Imperial | 33.1777 | -115.6033 | WECC | IID | Imperial Irrigation District | Colorado River | 22 | NR | 2 | IPP Non-CHP | N |  | Y | 86-647-000 | N |  | N | X |  | Imperial Irrigation District | 9216 | CA | 92 |  |  | N
60662 | WCAC Operating Company | 10635 | Corona Energy Partners, Ltd | 1130 W Rincon | Corona | CA | 92880 | Riverside | 33.8827 | -117.5565 | WECC | CISO | California Independent System Operator | Well | 22 | NR | 3 | IPP CHP | Y | 86-417-000 | N |  | N |  | N | X |  | Southern California Edison Co | 17609 | CA | 66 |  |  | N | SOUTHERN CALIFORNIA GAS COMPANY |  |  |  |  | N | N
56304 | Air Products LLC | 10638 | Pasadena | 1423 Hwy 225 | Pasadena | TX | 77506 | Harris | 29.7172 | -95.1908 | TRE | ERCO | Electric Reliability Council of Texas, Inc. | CWA | 32512 | NR | 7 | Industrial CHP | Y | 85-585-000 | N |  | N |  |  | X |  | CenterPoint Energy Houston Electric, LLC | 8901 | TX | 138 |  |  |  |  | None
991 | Air Products & Chemicals Inc | 10639 | New Orleans | 14700 Intracoastal | New Orleans | LA | 70129 | Orleans | 30 | -90 | SERC | MISO | Midcontinent Independent Transmission System Operator, Inc.. | Well Water | 325188 | NR | 7 | Industrial CHP | Y | 84-166-001; '84-116-000 | N |  | N |  |  | X |  | Entergy New Orleans Inc | 13478 | LA | 69
2884 | Cambria CoGen Co | 10641 | Cambria Cogen | 243 Rubisch Road | Ebensburg | PA | 15931 | Cambria | 40.4742 | -78.7014 | RFC | PJM | PJM Interconnection, LLC | Wilmore Reservoir | 22 | NR | 3 | IPP CHP | Y | 87-93-001; 87-93-002; 87-93-004 | N |  | N |  | N | X |  | Pennsylvania Electric Co | 14711 | PA | 115 |  |  | N |  | DOMINION TRANSMISSION INCORPORATED |  |  |  | N
473 | Covanta Hempstead Company | 10642 | Covanta Hempstead | 600 Merchants Concourse | Westbury | NY | 11590 | Nassau | 40.7389 | -73.5906 | NPCC | NYIS | New York Independent System Operator | Wells And Municipality | 22 | NR | 2 | IPP Non-CHP | N |  | Y | 86-124-000 | N |  | N | X |  | Long Island Power Authority | 11171 | NY | 69 |  |  | N
542 | Covanta Essex Company | 10643 | Covanta Essex Company | 183 Raymond Blvd | Newark | NJ | 7105 | Essex | 40.7376 | -74.1255 | RFC | PJM | PJM Interconnection, LLC | Air Cooled Condensor | 22 | NR | 2 | IPP Non-CHP | N |  | Y | 85-206-000 | N |  | N | X |  | Public Service Elec & Gas Co | 15477 | NJ | 138 |  |  | N |  | None |  |  |  | N | X
528 | Covanta Southeastern Connecticut Company | 10646 | Covanta Southeastern Connecticut Company | 132 US Submarine Vet Mem Hwy | Preston | CT | 6365 | New London | 41.475 | -72.0688 | NPCC | ISNE | ISO New England Inc. | Norwich Utilities | 22 | NR | 2 | IPP Non-CHP | N |  | Y | 87-447-000 | N |  | N | X |  | Connecticut Light & Power Co | 4176 | CT | 69 |  |  | N
56888 | Brea Generation LLC | 10648 | Olinda Landfill Gas Recovery Plant | 1057 E. Imperial Highway #609 | Placentia | CA | 92870 | Orange | 33.9056 | -117.8439 | WECC | CISO | California Independent System Operator | City | 22 | NR | 2 | IPP Non-CHP | N |  | Y | 82-12-002 | N |  | N | X |  | Southern California Edison Co | 17609 | CA | 12 |  |  | N | [5 empty] | X | X
60662 | WCAC Operating Company | 10649 | Bear Mountain Limited | 7001 Camino Grand Drive | Bakersfield | CA | 93306 | Kern | 35.4192 | -118.9266 | WECC | CISO | California Independent System Operator | Wells | 22 | NR | 3 | IPP CHP | N |  | N |  | N |  | N | X |  | Pacific Gas & Electric Co | 14328 | CA | 115 |  |  | N |  | KERN RIVER GAS TRANSMISSION CO |  |  |  | N
60662 | WCAC Operating Company | 10650 | Badger Creek Limited | 535 Fano | Bakersfield | CA | 93308 | Kern | 35.4837 | -119.0299 | WECC | CISO | California Independent System Operator | Well | 22 | NR | 3 | IPP CHP | N |  | N |  | N |  | N | X |  | Pacific Gas & Electric Co | 14328 | CA | 115 |  |  | N |  | KERN RIVER GAS TRANSMISSION CO |  |  |  | N
2565 | North American Energy Services | 10652 | Burney Forest Products | 35586-B Highway 299 East | Burney | CA | 96013 | Shasta | 40.8797 | -121.7203 | WECC | CISO | California Independent System Operator | Municipality | 22 | NR | 3 | IPP CHP | Y | 88-218-000 | N |  | Y | 95-45-000 | N | X |  | Pacific Gas & Electric Co | 14328 | CA | 230 |  |  | N |  | PACIFIC GAS |  |  |  | X | X
6789 | French Paper Co | 10656 | French Paper Hydro | 100 French Street | Niles | MI | 49120 | Berrien | 41.8203 | -86.2592 | RFC | PJM | PJM Interconnection, LLC | St Joseph River | 322122 | NR | 6 | Industrial Non-CHP | N |  | Y | 80-21-000 | N |  | N | X |  | Indiana Michigan Power Co | 9324 | MI | 34.5 |  |  | N | [5 empty] | N | N
3953 | Collins Pine Co | 10661 | Collins Pine Project | 500 Main Street | Chester | CA | 96020 | Plumas | 40.3034 | -121.2444 | WECC | CISO | California Independent System Operator | Chester PUD | 321 | NR | 7 | Industrial CHP | Y | 94-101-000 | N |  | N |  | Y | N | OP | Pacific Gas & Electric Co | 14328 | CA | 60 |  |  | N | [5 empty] | N
21 | AES Shady Point LLC | 10671 | AES Shady Point LLC | PO Box 1740 | Panama | OK | 74951 | Le Flore | 35.1931 | -94.6458 | SPP | SWPP | Southwest Power Pool | Poteau River | 22 | NR | 3 | IPP CHP | Y | 85-11-003 | N |  | N |  | N | X |  | Oklahoma Gas & Electric Co | 14063 | OK | 161 |  |  | N | Other - See pipeline notes. |  |  |  |  | N | X
56730 | Cedar Bay Operating Services LLC | 10672 | Cedar Bay Generating Company LP | 9640 Eastport Road | Jacksonville | FL | 32218 | Duval | 30.4225 | -81.6064 | FRCC | JEA | JEA | Industrial Waste Water | 22 | NR | 3 | IPP CHP | Y | 89-126-001 | N |  | Y | 98-78-000 | N | X |  | JEA | 9617 | FL | 138
177 | AES Hawaii Inc | 10673 | AES Hawaii | 91-086 Kaomi Loop | Kapolei | HI | 96707 | Honolulu | 21.3034 | -158.1065 | HICC |  |  | Wells | 22 | NR | 3 | IPP CHP | Y | 87-483-001 | N |  | N |  | N | X |  | Hawaiian Electric Co Inc | 19547 | HI | 138 |  |  | N | [5 empty] | X | X
178 | CES Placerita Inc | 10677 | CES Placerita Power Plant | 20885 Placerita Canyon Road | Santa Clarita | CA | 91321 | Los Angeles | 34.3801 | -118.4999 | WECC | CISO | California Independent System Operator | Underground water well | 22 | NR | 2 | IPP Non-CHP | N |  | N |  | Y | 99-231-000 | N | X |  | Southern California Edison Co | 17609 | CA | 66 |  |  | N | SOUTHERN CALIFORNIA GAS COMPANY |  |  |  |  | N | X
35 | AES WR Ltd Partnership | 10678 | AES Warrior Run Cogeneration Facility | 11600 Mexico Farms Rd, S.E. | Cumberland | MD | 21502 | Allegany | 39.5952 | -78.7453 | RFC | PJM | PJM Interconnection, LLC | City Of Cumberland Water Suppl | 22 | NR | 3 | IPP CHP | Y | 92-123-000 | N |  | N |  | N | X |  | Potomac Electric Power Co | 15270 | MD | 138 |  |  | N | [5 empty] | X | X
2782 | Terra-Gen Operating Company | 10681 | Dixie Valley Power Partnership | Dixie Valley Rd | Fallon | NV | 89406 | Churchill | 39.9668 | -117.8558 | WECC | NEVP | Nevada Power Company | Wells | 22 | NR | 2 | IPP Non-CHP | N |  | Y | 93-148-000 | N |  |  | X |  | Sierra Pacific Power Co | 17166 | NV | 230 |  |  | N | [5 empty] | X | X
55307 | Colorado Energy Management | 10682 | Brush Generation Facility | 1500 S Clayton | Brush | CO | 80723 | Morgan | 40.2415 | -103.631 | WECC | PSCO | Public Service Company of Colorado | Municipality | 22 | NR | 2 | IPP Non-CHP | N |  | N |  | Y | 89-7-001 | N | X |  | Public Service Co of Colorado | 15466 | CO | 115 |  |  | N | PUB SERVICE CO OF COLORADO | PUB SERVICE CO OF COLORADO |  |  |  | N | X
49968 | Searles Valley Minerals Operations Inc. | 10684 | Argus Cogen Plant | 13200 Main Street | Trona | CA | 93562 | San Bernardino | 35.765 | -117.3833 | WECC | CISO | California Independent System Operator | Wells | 325188 | NR | 7 | Industrial CHP | Y | 83-230-000 | N |  | N |  | Y | N | OP | Southern California Edison Co | 17609 | CA | 34 |  |  | N |  | PACIFIC GAS |  |  |  | N | X
49968 | Searles Valley Minerals Operations Inc. | 10685 | Westend Facility | 82090 First Street | Trona | CA | 93562 | San Bernardino | 35.7075 | -117.3956 | WECC | CISO | California Independent System Operator | Wells | 325188 | NR | 7 | Industrial CHP | Y | 83-232-000 | N |  | N |  | N | X |  | Southern California Edison Co | 17609 | CA | 34 |  |  | N |  | PACIFIC GAS |  |  |  | N | X
12647 | ALLETE, Inc. | 10686 | Rapids Energy Center | 502 Northwest Third Street | Grand Rapids | MN | 55744 | Itasca | 47.2348 | -93.5372 | MRO | MISO | Midcontinent Independent Transmission System Operator, Inc.. | Mississippi River | 22 | RE | 1 | Electric Utility | N |  | N |  | N |  | N | X |  | ALLETE, Inc. | 12647 | MN | 115 |  |  | N |  | GREAT LAKES GAS TRANSMISSION LP |  |  |  | N | X
34688 | CHI Energy Inc | 10687 | Black River Hydro Associates | Kelpytown Road | Port Layden | NY | 13433 | Lewis | 43.5912 | -75.3442 | NPCC | NYIS | New York Independent System Operator | Black River | 22 | NR | 2 | IPP Non-CHP | N |  | Y | 85-49-000 | N |  |  | X |  | Niagara Mohawk Power Corp. | 13573 | NY | 24 |  |  | N
6088 | Exxon Mobil Corp | 10690 | ExxonMobil Baton Rouge Turbine Generator | Scenic Highway | Baton Rouge | LA | 70821 | East Baton Rouge | 30.4897 | -91.1872 | SERC | MISO | Midcontinent Independent Transmission System Operator, Inc.. | Wellwater | 325 | NR | 7 | Industrial CHP | Y | 90-93-000 | N |  | N |  | N | X |  | Entergy Gulf States - LA LLC | 55936 | LA | 230 |  |  | N |  | CYPRESS GAS P L CO | ACADIAN GAS P L SYS | MID LOUISIANA GAS TRANSMISSION LLC |  | N | X
6091 | Exxon Mobil Refining and Supply Co. | 10692 | ExxonMobil Baytown Turbine | 3525 Decker Drive | Baytown | TX | 77522 | Harris | 29.7591 | -95.0096 | TRE | ERCO | Electric Reliability Council of Texas, Inc. | San Jacinto River Authority | 32512 | NR | 7 | Industrial CHP | Y | 89-41-000 | N |  | N |  | N | X |  | CenterPoint Energy | 8901 | TX | 138 |  |  | N |  | HOUSTON PL CO LP | KINDER MORGAN TEJAS PIPELINE LLC | KINDER MORGAN TEXAS PIPELINE LLC |  | N | N
11704 | Maryland Environmental Service | 10693 | Eastern Correctional Institute | 30420 Revells Neck Road | Westover | MD | 21890 | Somerset | 38.159 | -75.704 | RFC | PJM | PJM Interconnection, LLC | Effluent/well | 92214 | NR | 5 | Commercial CHP | Y | 86-653-000 | Y | 86-653-000 | N |  | N | X |  | Delmarva Power | 5027 | MD | 25 |  |  | N |  | None |  |  |  | N | N
49911 | Swift River Hydro Operations Co., Inc | 10694 | Pepperell Hydro Power Plant | 35 Groton | Pepperell | MA | 1463 | Middlesex | 42.6689 | -71.5756 | NPCC | ISNE | ISO New England Inc. | Nashua River | 322122 | NR | 6 | Industrial Non-CHP | N |  | Y | P-12721-001 | N |  | N | X |  | Massachusetts Electric Co | 11804 | MA | 690 |  |  | N | [5 empty] | N | N
59867 | Hood Container of Louisiana, LLC | 10697 | St Francisville Mill | 2105 HY 964 | Francisville | LA | 70775 | West Feliciana | 30.7108 | -91.3236 | SPP | MISO | Midcontinent Independent Transmission System Operator, Inc.. | Mississippi River | 322122 | NR | 7 | Industrial CHP | Y | 91-209-000; 85-643-002 | N |  | N |  | Y | Y | OP | Entergy Louisiana LLC | 11241 | LA | 138 |  |  | N |  | American Midstream Midla LLC | TEXAS EASTERN TRANSMISSION LP |  |  | N | X
7475 | Graphic Packaging Corp | 10698 | Graphic Packaging | 1500 N Pitcher Street | Kalamazoo | MI | 49007 | Kalamazoo | 42.3068 | -85.579 | RFC | MISO | Midcontinent Independent Transmission System Operator, Inc.. | Kalamazoo River | 32213 | NR | 7 | Industrial CHP | N |  | N |  | N |  | N | X |  | Consumers Energy Co | 4254 | MI | 46 |  |  | N | CONSUMERS ENERGY COMPANY |  |  |  |  | X | X
7136 | Georgia-Pacific Consr Prods LP-Naheola | 10699 | Georgia-Pacific Consr Prods LP-Naheola | 7530 Highway 114 | Pennington | AL | 36916 | Choctaw | 32.2268 | -88.0252 | SERC | SOCO | Southern Company Services, Inc. - Trans | Tombigbee River | 322 | NR | 7 | Industrial CHP | Y | 90-215-000 | N |  | N |  | Y | N | OP | Alabama Power Co | 195 | AL | 13.8 |  |  | N | Other - See pipeline notes. |  |  |  | Southern Natural Gas Pipeline (SONAT) Williams Pipeline(Transco) | N | X
56448 | MFGR LLC | 10700 | Red Shield Envir Old Town Facility | 24 Portland Street | Old Town | ME | 4468 | Penobscot | 44.9181 | -68.6355 | NPCC | ISNE | ISO New England Inc. | Penobscot River | 322 | NR | 7 | Industrial CHP | N |  | Y | 08-728-000 | N |  | N | X |  | Emera Maine | 1179 | ME | 46 |  |  | N |  | BANGOR GAS COMPANY LLC |  |  |  | N | N
17725 | Snow Mountain Hydro LLC | 10706 | Burney Creek | Hwy 299 and Tamarack | Burney | CA | 96013 | Shasta | 40.8579 | -121.7225 | WECC | CISO | California Independent System Operator | Snowmelt | 22 | NR | 2 | IPP Non-CHP | N |  | Y | 89-319-001 | N |  |  | X |  | Pacific Gas & Electric Co | 14328 | CA | 12.46 |  |  | N
17725 | Snow Mountain Hydro LLC | 10707 | Cove Hydroelectric | Hwy 299 and Cove Road | Burney | CA | 96001 | Shasta | 40.8713 | -121.9487 | WECC | CISO | California Independent System Operator | Snowmelt | 22 | NR | 2 | IPP Non-CHP | N |  | Y | 89-322-001 | N |  |  | X |  | Pacific Gas & Electric Co | 14328 | CA | 13.7 |  |  | N
17725 | Snow Mountain Hydro LLC | 10708 | Lost Creek I | Hwy 89 and Wilcock Road | Burney | CA | 96016 | Shasta | 40.7576 | -121.4145 | WECC | CISO | California Independent System Operator | Snowmelt | 22 | NR | 2 | IPP Non-CHP | N |  | Y | 89-320-001 | N |  |  | X |  | Pacific Gas & Electric Co | 14328 | CA | 12.46 |  |  | N
17725 | Snow Mountain Hydro LLC | 10709 | Ponderosa Bailey Creek | Ponderosa Way and Rock Creek R | Manton | CA | 96059 | Tehama | 40.4579 | -121.8427 | WECC | CISO | California Independent System Operator | Snowmelt | 22 | NR | 2 | IPP Non-CHP | N |  | Y | 89-321-001 | N |  |  | X |  | Pacific Gas & Electric Co | 14328 | CA | 12.46 |  |  | N
16630 | San Gorgonio Farms Inc | 10718 | Karen Avenue Wind Farm | 17550 Karen Ave. | North Palm Springs | CA | 92258 | Riverside | 33.9219 | -116.5622 | WECC | CISO | California Independent System Operator |  | 22 | NR | 2 | IPP Non-CHP | N |  | Y | 85-121-000 | N |  | N | X |  | Southern California Edison Co | 17609 | CA | 34.5 |  |  | N
9948 | Kyocrea International, Ind | 10720 | Kyocera America Project | 8611 Balboa Ave | San Diego | CA | 92123 | San Diego | 32.8197 | -117.1405 | WECC | CISO | California Independent System Operator |  | 334 | NR | 7 | Industrial CHP | Y | QF13-78-000, QF13-78-001 | N |  | N |  | N | X |  | San Diego Gas & Electric Co | 16609 | CA | 12 |  |  | N | SAN DIEGO GAS AND ELECTRIC COMPANY |  |  |  |  | N | X
16909 | Selkirk Cogen Partners LP | 10725 | Selkirk Cogen | 24 Power Park Drive | Selkirk | NY | 12158 | Albany | 42.5744 | -73.8592 | NPCC | NYIS | New York Independent System Operator | Municipality | 22 | NR | 3 | IPP CHP | Y | 89-274-000 | N |  | Y | 94-95-000 | N | X |  | Niagara Mohawk Power Corp. | 13573 | NY | 115 |  |  | N |  | TENNESSEE GAS PIPELINE COMPANY |  |  |  | N | N
11741 | Masspower | 10726 | Masspower | 750 Worcester Street | Indian Orchard | MA | 1151 | Hampden | 42.1575 | -72.5225 | NPCC | ISNE | ISO New England Inc. | Municipality | 22 | NR | 3 | IPP CHP | N |  | N |  | Y | 98-79-000 |  | X |  | Western Massachusetts Electric Company | 20455 | MA | 115 |  |  | N | COLUMBIA GAS OF MASSACHUSETTS | COLUMBIA GAS TRANSMISSION CORP |  |  |  | X | X
56838 | KEI (Maine) Power Management (III) LLC | 10728 | Barker Lower | 119 Mill Street | Auburn | ME | 4210 | Androscoggin | 44.0867 | -70.2297 | NPCC | ISNE | ISO New England Inc. | Little Androscoggin | 22 | NR | 2 | IPP Non-CHP | N |  | Y | 89-231-001 | N |  | N | X |  | Central Maine Power Co | 3266 | ME | 12 |  |  | N | [5 empty] | N | X
20323 | Wellhead Services Inc | 10733 | Santa Maria Cogen Plant | 802 S. Hanson Way | Santa Maria | CA | 93458 | Santa Barbara | 34.9443 | -120.4579 | WECC | CISO | California Independent System Operator | Wells | 22 | NR | 3 | IPP CHP | Y | 85-644-000 | N |  | Y | 95-11-000 | N | X |  | Pacific Gas & Electric Co | 14328 | CA | 115 |  |  | N | SOUTHERN CALIFORNIA GAS COMPANY |  |  |  |  | N | X
6830 | Fulcrum Inc | 10735 | Barber Dam | 5455 Warm Springs Ave | Boise | ID | 83712 | Ada | 43.561 | -116.1213 | WECC | IPCO | Idaho Power Company | Boise River | 22 | NR | 2 | IPP Non-CHP | N |  | Y | 01-29-000 | N |  |  | X |  | Idaho Power Co | 9191 | ID | 34.5 |  |  | N
8353 | Sprague Hydro LLC | 10737 | Sprague Hydro | Outside of Bly, Oregon | Bly | OR | 97622 | Klamath | 42.5014 | -120.9894 | WECC | PACW | PacifiCorp - West | North Fork Sprague River | 22 | NR | 2 | IPP Non-CHP | N |  | Y | 86-553-000 | N |  |  | X |  | PacifiCorp | 14354 | OR | 12 |  |  | N
8696 | Hoge Lumber Co | 10739 | Hoge Lumber | 701 South Main Street | New Knoxville | OH | 45871 | Auglaize | 40.4885 | -84.3183 | RFC | PJM | PJM Interconnection, LLC | Wells | 321 | NR | 7 | Industrial CHP | N |  | N |  | N |  | N | X |  | Village of New Knoxville - (OH) | 13464 | OH | 13.5 |  |  | N | [5 empty] | X | X
11495 | Magic Reservoir Hydroelec Inc | 10740 | Magic Dam Hydroelectric Project | 100 Magic Dam Road | Shoshone | ID | 83352 | Blaine | 43.2547 | -114.3569 | WECC | IPCO | Idaho Power Company | Big Wood River | 22 | NR | 2 | IPP Non-CHP | N |  | Y | 87-317-000 | N |  | N | X |  | Idaho Power Co | 9191 | ID | 138 |  |  | N | [5 empty] | X | X
3775 | Clear Lake Cogeneration LP | 10741 | Clear Lake Cogeneration Ltd | 9602 Bayport | Pasadena | TX | 77507 | Harris | 29.6255 | -95.067 | TRE | ERCO | Electric Reliability Council of Texas, Inc. | Municipality | 22 | NR | 3 | IPP CHP | Y | 83-205-005 | N |  | N |  | N | X |  | CenterPoint Energy | 8901 | TX | 138 |  |  | N |  | HOUSTON PL CO LP |  |  |  | N
12949 | Morgantown Energy Associates | 10743 | Morgantown Energy Facility | 555 Beechurst Avenue | Morgantown | WV | 26505 | Monongalia | 39.6397 | -79.9606 | RFC | PJM | PJM Interconnection, LLC | Monongahela River | 22 | NR | 3 | IPP CHP | Y | 89-25-000; 89-25-001; 93-157-000 | N |  | N |  | N | X |  | Monongahela Power Co | 12796 | WV | 138 |  |  | N |  | DOMINION TRANSMISSION INCORPORATED |  |  |  | N | X
12492 | Midland Cogeneration Venture | 10745 | Midland Cogeneration Venture | 100 Progress Place | Midland | MI | 48640 | Midland | 43.5861 | -84.2242 | RFC | MISO | Midcontinent Independent Transmission System Operator, Inc.. | Tittabawasse River | 22 | NR | 3 | IPP CHP | Y | 87-237-001, 87-237-018 | N |  | N |  | N | X |  | Michigan Electric Transmission Company | 56163 | MI | 345 |  |  | N | CONSUMERS ENERGY COMPANY | GREAT LAKES GAS TRANSMISSION LP |  |  |  | N | X
570 | Covanta Delaware Valley LP | 10746 | Covanta Delaware Valley | 10 Highland Avenue | Chester | PA | 19013 | Delaware | 39.8265 | -75.3882 | RFC | PJM | PJM Interconnection, LLC | Municipality | 22 | NR | 2 | IPP Non-CHP | N |  | Y | 87-492-001 | N |  | N | X |  | PECO Energy Co | 14940 | PA | 230 |  |  | N | PECO ENERGY COMPANY |  |  |  |  | N | X
12869 | Monterey Regional Waste Mgmt | 10748 | Marina Landfill Gas | 14201 Del Monte Blvd | Marina | CA | 93933 | Monterey | 36.7131 | -121.7686 | WECC | CISO | California Independent System Operator |  | 562212 | NR | 4 | Commercial Non-CHP | N |  | Y | 02-93-000 | N |  | N | X |  | Pacific Gas & Electric Co | 14328 | CA | 21 |  |  | N | [5 empty] | X | X
56516 | Morris Energy Operations Company, LLC | 10751 | Camden Plant Holding LLC | 570 Chelton Ave | Camden | NJ | 8104 | Camden | 39.9175 | -75.1192 | RFC | PJM | PJM Interconnection, LLC | Municipality | 22 | NR | 2 | IPP Non-CHP | N |  | N |  | Y | 01-308 | N | X |  | Public Service Elec & Gas Co | 15477 | NJ | 230 |  |  | N | PUBLIC SERVICE ELECTRIC GAS CO | TRANSCONTINENTAL GAS PIPELINE |  |  |  | N
10575 | Lachute Hydro Co Inc | 10752 | Lachute Hydro Lower | Elk Drive | Ticonderoga | NY | 12883 | Essex | 43.849 | -73.4207 | NPCC | NYIS | New York Independent System Operator | Lachute River | 22 | NR | 2 | IPP Non-CHP | N |  | Y | 88-172-000 | N |  |  | X |  | Niagara Mohawk Power Corp. | 13573 | NY | 115 |  |  | N
10575 | Lachute Hydro Co Inc | 10753 | Lachute Hydro Upper | 141 Montcalm | Ticonderoga | NY | 12883 | Essex | 43.8439 | -73.4312 | NPCC | NYIS | New York Independent System Operator | Lachute River | 22 | NR | 2 | IPP Non-CHP | N |  | Y | 88-171-000 | N |  |  | X |  | Niagara Mohawk Power Corp. | 13573 | NY | 115 |  |  | N
30151 | Tri-State G & T Assn, Inc | 10755 | Rifle Generating Station | 56 B County Road 352 | Rifle | CO | 81650 | Garfield | 39.5173 | -107.7299 | WECC | PSCO | Public Service Company of Colorado | City of Rifle | 22 | RE | 1 | Electric Utility | N |  | N |  | N |  | N | X |  | Public Service Co of Colorado | 15466 | CO | 230 |  |  | N | QUESTAR GAS COMPANY |  |  |  |  | N
49899 | CalEnergy Operating Corporation | 10759 | Salton Sea Power Gen Co - Unit 3 | 6922 Crummer Rd. | Calipatria | CA | 92233 | Imperial | 33.1582 | -115.6387 | WECC | IID | Imperial Irrigation District | Colorado | 22 | NR | 2 | IPP Non-CHP | N |  | Y | 86-1043-00 | N |  | N | X |  | Imperial Irrigation District | 9216 | CA | 92 |  |  | N
13407 | Nevada Power Co | 10761 | Las Vegas Generating Station | 1701 E Alexander RD | North Las Vegas | NV | 89030 | Clark | 36.2319 | -115.1222 | WECC | NEVP | Nevada Power Company | City of North Las Vegas | 22 | RE | 1 | Electric Utility | N |  | N |  | Y | 08-333 | N | X |  | Nevada Power Co | 13407 | NV | 138 |  |  | N |  | SOUTHWEST GAS CORPORATION |  |  |  | N
34691 | Ormat Nevada Inc | 10763 | Geo East Mesa III | 3300 East Evan Hewes Highway | Holtville | CA | 92250 | Imperial | 32.7757 | -115.2637 | WECC | IID | Imperial Irrigation District | Imperial Irrigation Water Dist | 22 | NR | 2 | IPP Non-CHP | N |  | Y | 88-202-009, 88-203-009 | N |  |  | X |  | Imperial Irrigation District | 9216 | CA | 92 |  |  | N
56120 | Blue Lake Power LLC | 10764 | Blue Lake Power LLC | 200 Taylor Way, P.O. Box 1158 | Blue Lake | CA | 95525 | Humboldt | 40.8786 | -123.9942 | WECC | CISO | California Independent System Operator | City Water | 22 | NR | 2 | IPP Non-CHP | N |  | Y | 84-121-000, 001, 002 | N |  | N | X |  | Pacific Gas & Electric Co | 14328 | CA | 60 |  |  | N |  | None |  |  |  | N | X
56402 | Covanta Maine LLC | 10765 | Indeck Jonesboro Energy Center | Route 1A | Jonesboro | ME | 4648 | Washington | 44.6781 | -67.5477 | NPCC | ISNE | ISO New England Inc. | Well | 22 | NR | 2 | IPP Non-CHP | N |  | Y | 85-335-000, 001, 002, 003, 004 | Y | 04-66-000 |  | X |  | Emera Maine | 1179 | ME | 34.5 |  |  | N | [5 empty] | X | X
56402 | Covanta Maine LLC | 10766 | Indeck West Enfield Energy Center | Route 2 | West Enfield | ME | 4493 | Penobscot | 45.2537 | -68.6279 | NPCC | ISNE | ISO New England Inc. | Penobscot River | 22 | NR | 2 | IPP Non-CHP | N |  | Y | 85-334-000, 001, 002, 003, 004 | Y | 04-66-000 | Y | N | OP | Emera Maine | 1179 | ME | 115 |  |  | N | [5 empty] | X | X
15986 | Rio Bravo Fresno | 10767 | Rio Bravo Fresno | 3350 So. Willow | Fresno | CA | 93725 | Fresno | 36.6889 | -119.7232 | WECC | CISO | California Independent System Operator | Municipality | 22 | NR | 2 | IPP Non-CHP | N |  | Y | 86-372-004 | N |  | N | X |  | Pacific Gas & Electric Co | 14328 | CA | 115 |  |  | N |  | PACIFIC GAS |  |  |  | N | X
16061 | Rio Bravo Jasmin | 10768 | Rio Bravo Jasmin | 11258 Porterville Hwy. | Bakersfield | CA | 93308 | Kern | 35.7415 | -119.0512 | WECC | CISO | California Independent System Operator | Municipality | 22 | NR | 3 | IPP CHP | Y | 86-149-007 | N |  | N |  | N | X |  | Southern California Edison Co | 17609 | CA | 66 |  |  | N |  | PACIFIC GAS |  |  |  | N
19876 | Virginia Electric & Power Co | 10771 | Hopewell Power Station | 107 Terminal Street | Hopewell | VA | 23860 | Hopewell City | 37.2978 | -77.283 | SERC | PJM | PJM Interconnection, LLC | municipality | 22 | RE | 1 | Electric Utility | N |  | N |  | N |  | N | X |  | Virginia Electric & Power Co | 19876 | VA | 230 |  |  | N |  | COLUMBIA GAS TRANSMISSION CORP
16077 | Rio Bravo Rocklin | 10772 | Rio Bravo Rocklin | 3100 Thunder Valley Court | Lincoln | CA | 95648 | Placer | 38.8319 | -121.3137 | WECC | CISO | California Independent System Operator | Municipality | 22 | NR | 2 | IPP Non-CHP | N |  | Y | 86-373-001 | N |  | N | X |  | Pacific Gas & Electric Co | 14328 | CA | 115 |  |  | N | PACIFIC GAS | PACIFIC GAS |  |  |  | N | X
19876 | Virginia Electric & Power Co | 10773 | Altavista Power Station | 104 Wood Lane | Altavista | VA | 24517 | Campbell | 37.1187 | -79.2736 | SERC | PJM | PJM Interconnection, LLC | Staunton River | 22 | RE | 1 | Electric Utility | N |  | N |  | N |  | N | X |  | Virginia Electric & Power Co | 19876 | VA | 115 |  |  | N |  | TRANSCONTINENTAL GAS PIPELINE |  |  |  | N
19876 | Virginia Electric & Power Co | 10774 | Southampton Power Station | 30134 General Thomas Highway | Franklin | VA | 23851 | Southampton | 36.6525 | -76.9953 | SERC | PJM | PJM Interconnection, LLC | Wells | 22 | RE | 1 | Electric Utility | N |  | N |  | N |  | N | X |  | Virginia Electric & Power Co | 19876 | VA | 115 |  |  | N
5533 | EF Oxnard, LLC | 10776 | E F Oxnard Energy Facility | 550 Diaz Ave | Oxnard | CA | 93030 | Ventura | 34.1958 | -119.1664 | WECC | CISO | California Independent System Operator | Well | 22 | NR | 3 | IPP CHP | Y | 86-968-002 | N |  | Y | 01-205-000 | N | X |  | Southern California Edison Co | 17609 | CA | 66 |  |  | N | SOUTHERN CALIFORNIA GAS COMPANY |  |  |  |  | N
56866 | HL Power Company | 10777 | HL Power | 735-025 Wendel Road | Wendel | CA | 96136 | Lassen | 40.3683 | -120.2648 | WECC | CISO | California Independent System Operator | Wells | 22 | NR | 2 | IPP Non-CHP | N |  | Y | 88-189-000 | N |  |  | X |  | Lassen Municipal Utility District | 10724 | CA | 60 |  |  | N |  | TUSCARORA GAS TRANSMISSION CO |  |  |  | N
10363 | Koyle Hydro Inc | 10781 | Koyle Ranch Hydroelectric Project | 1745 So. 1500 E. | Gooding | ID | 83330 | Gooding | 42.9457 | -114.7957 | WECC | IPCO | Idaho Power Company | Big/ Little Wood Rivers | 22 | NR | 2 | IPP Non-CHP | N |  | N |  | N |  | N | X |  | Idaho Power Co | 9191 | ID | 2.3 |  |  | N | [5 empty] | X | X
4217 | Colstrip Energy LP | 10784 | Colstrip Energy LP | 18 Snider Subdivision Road | Colstrip | MT | 59323 | Rosebud | 45.9752 | -106.6547 | WECC | NWMT | NorthWestern Energy (NWMT) |  | 22 | NR | 2 | IPP Non-CHP | N |  | Y | 84-377-014 | N |  | Y | N | OP | NorthWestern Energy LLC - (MT) | 12825 | MT | 115 |  |  | N
782 | Aquenergy Systems Inc | 10787 | Piedmont Hydro Power Project | Highway 86 | Piedmont | SC | 29673 | Greenville | 34.702 | -82.4621 | SERC | DUK | Duke Energy Carolinas | Saluda River | 22 | NR | 2 | IPP Non-CHP | N |  | Y | 83-362-000 | N |  |  | X |  | Duke Energy Carolinas, LLC | 5416 | SC | 12.47 |  |  | N
57160 | DuPont Sabine River Works | 10789 | Sabine River Works | F M 1006 | Orange | TX | 77631 | Orange | 30.0552 | -93.7579 | SERC | MISO | Midcontinent Independent Transmission System Operator, Inc.. | Sabine River Authority | 325211 | NR | 7 | Industrial CHP | Y | 85-59-000; 87-223-000 | N |  | N |  | N | X |  | Entergy Texas Inc. | 55937 | TX | 138 |  |  | N |  | KINDER MORGAN TEXAS PIPELINE LLC |  |  |  | N
50006 | Invista | 10790 | Victoria Texas Plant | 2695 Old Bloomington Rd North | Victoria | TX | 77905 | Victoria | 28.6751 | -96.956 | TRE | ERCO | Electric Reliability Council of Texas, Inc. | Guadalupe River | 325211 | NR | 7 | Industrial CHP | Y | 85-60-000 | N |  | N |  | N | X |  | AEP Texas Central Company | 3278 | TX | 138 |  |  | N |  | TRANSCONTINENTAL GAS PIPELINE | ENERGY TRANSFER FUEL LP | KINDER MORGAN TEJAS PIPELINE LLC |  | N | X
50006 | Invista | 10793 | Seaford Delaware Plant | 25876 DuPont Rd | Seaford | DE | 19973 | Sussex | 38.6311 | -75.6261 | RFC | PJM | PJM Interconnection, LLC | Nanticoke River | 325 | NR | 7 | Industrial CHP | N |  | N |  | N |  | N | X |  | Delmarva Power | 5027 | DE | 69
50006 | Invista | 10795 | Camden South Carolina | 643 Hwy 1 South | Lugoff | SC | 29078 | Kershaw | 34.2338 | -80.6558 | SERC | CPLE | Progress Energy Carolinas - EAST | Wateree River | 325211 | NR | 7 | Industrial CHP | N |  | N |  | N |  | N | X |  | Duke Energy Carolinas, LLC | 5416 | SC | 115 |  |  | N |  | DOMINION TRANSMISSION INCORPORATED |  |  |  | N | X
50006 | Invista | 10796 | Waynesboro Virginia Plant | 400 Dupont Blvd | Waynesboro | VA | 22980 | Augusta | 38.0586 | -78.8911 | SERC | PJM | PJM Interconnection, LLC | Well(s) | 325211 | NR | 7 | Industrial CHP | N |  | N |  | N |  | N | X |  | Virginia Electric & Power Co | 19876 | VA | 11.2
782 | Aquenergy Systems Inc | 10798 | Fries Hydroelectric Project | Highway 94 | Fries | VA | 24330 | Grayson | 36.7151 | -80.9856 | RFC | PJM | PJM Interconnection, LLC | New River | 22 | NR | 2 | IPP Non-CHP | N |  | Y | 86-1092-000 | N |  |  | X |  | Appalachian Power Co | 733 | VA | 13 |  |  | N
14685 | Pelzer Hydro Co Inc | 10799 | Pelzer Upper | Lebby Street | Petzer | SC | 29669 | Anderson | 34.6424 | -82.4544 | SERC | DUK | Duke Energy Carolinas | Saluda River | 22 | NR | 2 | IPP Non-CHP | N |  | Y | 89-259-000 | N |  |  | X |  | Duke Energy Carolinas, LLC | 5416 | SC | 3.3 |  |  | N
14685 | Pelzer Hydro Co Inc | 10800 | Pelzer Lower | Box 900 Dunlap Road | Belton | SC | 29669 | Anderson | 34.6165 | -82.4479 | SERC | DUK | Duke Energy Carolinas | Saluda River | 22 | NR | 2 | IPP Non-CHP | N |  | Y | 89-258-000 | N |  |  | X |  | Duke Energy Carolinas, LLC | 5416 | SC | 3.3 |  |  | N
782 | Aquenergy Systems Inc | 10801 | Ware Shoals Hydro Project | Powerhouse Road | Ware Shoals | SC | 29692 | Laurens | 34.404 | -82.2336 | SERC | DUK | Duke Energy Carolinas | Saluda River | 22 | NR | 2 | IPP Non-CHP | N |  | Y | 87-652-000 | N |  |  | X |  | Duke Energy Carolinas, LLC | 5416 | SC | 46 |  |  | N
40052 | AG Energy LP | 10803 | Ogdensburg Power | 21 Entrance Avenue | Ogdensburg | NY | 13669 | St Lawrence | 44.7258 | -75.4417 | NPCC | NYIS | New York Independent System Operator | St Lawrence River | 22 | NR | 3 | IPP CHP | N |  | N |  | Y | 98-33-000 | N | X |  | Niagara Mohawk Power Corp. | 13573 | NY | 115 |  |  | N | ST LAWRENCE GAS COMPANY INC |  |  |  |  | N | X
5530 | E F Kenilworth LLC | 10805 | Kenilworth Energy Facility | 2000 Galloping Hill Rd Bld K14 | Kenilworth | NJ | 7033 | Union | 40.6781 | -74.2744 | RFC | PJM | PJM Interconnection, LLC | Well | 22 | NR | 3 | IPP CHP | Y | 87-559-002 | N |  | N |  | N | X |  | Public Service Elec & Gas Co | 15477 | NJ | 26.4 |  |  | N | ELIZABETHTOWN CITY OF |  |  |  |  | N | X
3490 | Crystal Springs Hydro Elec LP | 10806 | Crystal Springs | 1985 east river road | Filer | ID | 83328 | Twin Falls | 42.6225 | -114.5009 | WECC | IPCO | Idaho Power Company | Twin Fall, Irrigation District | 22 | NR | 2 | IPP Non-CHP | N |  | Y | 83-274-000; 87-660-000 | N |  |  | X |  | Idaho Power Co | 9191 | ID | 45 |  |  | N
42806 | BP Hydro Associates | 10807 | Dietrich Drop | 8 Mi E. 5 Mi S. of Shoshone | Shoshone | ID | 83324 | Lincoln | 42.836 | -114.268 | WECC | IPCO | Idaho Power Company | Bigwood Canal | 22 | NR | 2 | IPP Non-CHP | N |  | Y | 83-349-000 | N |  |  | X |  | Idaho Power Co | 9191 | ID | 46 |  |  | N
42806 | BP Hydro Associates | 10808 | Low Line Rapids | 3 Mi S 1 Mi W. of Kimberly | Kimberly | ID | 83341 | Twin Falls | 42.4771 | -114.3801 | WECC | IPCO | Idaho Power Company | Lowline Canal | 22 | NR | 2 | IPP Non-CHP | N |  | Y | 84-211-000 | N |  |  | X |  | Idaho Power Co | 9191 | ID | 12 |  |  | N
42806 | BP Hydro Associates | 10809 | Rock Creek II | 3 Mi W 2 Mi N of Twin Falls | Twin Falls | ID | 83301 | Twin Falls | 42.6207 | -114.5315 | WECC | IPCO | Idaho Power Company | Rockcreek | 22 | NR | 2 | IPP Non-CHP | N |  | Y | 89-124-000 | N |  |  | X |  | Idaho Power Co | 9191 | ID | 12 |  |  | N
745 | Applied Energy Inc | 10810 | NTC/MCRD Energy Facility | End of Neville Road, Bldg 566 | San Diego | CA | 92140 | San Diego | 32.7353 | -117.2083 | WECC | CISO | California Independent System Operator | City Of San Diego | 22 | NR | 3 | IPP CHP | Y | 87-561-000 | N |  | N |  | N | X |  | San Diego Gas & Electric Co | 16609 | CA | 69 |  |  | N | SAN DIEGO GAS AND ELECTRIC COMPANY |  |  |  |  | N
745 | Applied Energy Inc | 10811 | Naval Station Energy Facility | 3970 Suface Navy Blvd Bldg 342 | San Diego | CA | 92136 | San Diego | 32.6793 | -117.1224 | WECC | CISO | California Independent System Operator | Navy Pwc | 22 | NR | 3 | IPP CHP | Y | 87-560-000 | N |  | N |  | N | X |  | San Diego Gas & Electric Co | 16609 | CA | 69 |  |  | N | SAN DIEGO GAS AND ELECTRIC COMPANY |  |  |  |  | N
745 | Applied Energy Inc | 10812 | North Island Energy Facility | Corner Rodgers & Quay Bldg 353 | Coronado | CA | 92118 | San Diego | 32.7052 | -117.1897 | WECC | CISO | California Independent System Operator | Navy Pwc | 22 | NR | 3 | IPP CHP | Y | 87-562-000 | N |  | N |  | N | X |  | San Diego Gas & Electric Co | 16609 | CA | 69 |  |  | N | SAN DIEGO GAS AND ELECTRIC COMPANY |  |  |  |  | N
57170 | EDF Renewable Asset Holdings, Inc. | 10815 | Difwind Farms Ltd VII | 12046 Altamont Pass Road | Tracy | CA | 95391 | Alameda | 37.7581 | -121.5253 | WECC | CISO | California Independent System Operator |  | 22 | NR | 2 | IPP Non-CHP | N |  | N |  | N |  |  | X |  | Pacific Gas & Electric Co | 14328 | CA | 21.6
5811 | Empire Hydro Partners | 10817 | Port Leyden Hydroelectric Project | E. Main St. | Port Leyden | NY | 13433 | Lewis | 43.5836 | -75.3392 | NPCC | NYIS | New York Independent System Operator | Black River | 22 | NR | 2 | IPP Non-CHP | N |  | Y | 84-19-000 | N |  | N | X |  | Niagara Mohawk Power Corp. | 13573 | NY | 23 |  |  | N | [5 empty] | N | X
82 | Ada Cogeneration Ltd Partnership | 10819 | Ada Cogeneration LP | 7575 Fulton Street East | ADA | MI | 49355 | Kent | 42.9627 | -85.4941 | RFC | MISO | Midcontinent Independent Transmission System Operator, Inc.. | City Water | 22 | NR | 3 | IPP CHP | Y | 87-529-000 | N |  | N |  |  | X |  | Consumers Energy Co | 4254 | MI | 47.6 |  |  | N |  | DTE GAS COMPANY |  |  |  | N
17578 | South Orange Co Wastewtr Auth | 10820 | Aliso Water Management Agency | 29201 La Paz Road | Laguna Niguel | CA | 92677 | Orange | 33.5379 | -117.7058 | WECC | CISO | California Independent System Operator |  | 22132 | NR | 5 | Commercial CHP | Y | 83-346-000 | Y | 83-346-000 | N |  | N | X |  | Southern California Edison Co | 17609 | CA | 460 |  |  | N | SOUTHERN CALIFORNIA GAS COMPANY |  |  |  |  | N | N
3836 | CMS Generation Operating LLC | 10822 | Grayling Generating Station | 4400 W 4 Mile Rd | Grayling | MI | 49738 | Crawford | 44.6049 | -84.6906 | RFC | MISO | Midcontinent Independent Transmission System Operator, Inc.. | Wells | 22 | NR | 2 | IPP Non-CHP | N |  | Y | 87-277-000 | N |  | N | X |  | Consumers Energy Co | 4254 | MI | 46 |  |  | N |  | DTE GAS COMPANY |  |  |  | N
11427 | Massachusetts Wtr RAuth-Deer I | 10823 | Deer Island Treatment Plant | 190 Tafts Avenue | Winthrop | MA | 2152 | Suffolk | 42.3533 | -70.9628 | NPCC | ISNE | ISO New England Inc. | Municipality | 22132 | NR | 5 | Commercial CHP | N |  | Y | 89-80-000 | N |  |  | X |  | NSTAR Electric Company | 54913 | MA | 14 |  |  | N
11426 | Massachusetts Water Res Auth | 10824 | Oakdale Power Station | River Road | West Boylston | MA | 1583 | Worcester | 42.387 | -71.8025 | NPCC | ISNE | ISO New England Inc. | Quabbin Reservoir | 22 | NR | 2 | IPP Non-CHP | N |  | N |  | N |  | N | X |  | Massachusetts Electric Co | 11804 | MA | 66 |  |  | N | [5 empty] | N | N
11426 | Massachusetts Water Res Auth | 10825 | Cosgrove Intake and Power Station | 301 Boylston Street | Clinton | MA | 1510 | Worcester | 42.4044 | -71.6872 | NPCC | ISNE | ISO New England Inc. | Wachusett Reservoir | 22 | NR | 2 | IPP Non-CHP | N |  | N |  | N |  |  | X |  | Massachusetts Electric Co | 11804 | MA | 13.8 |  |  | N | [5 empty] | N | N
11426 | Massachusetts Water Res Auth | 10826 | Winsor Dam Power Station | Winsor Dam | Ware | MA | 1082 | Hampshire | 42.2831 | -72.3431 | NPCC | ISNE | ISO New England Inc. | Quabbin Reservoir | 22 | NR | 2 | IPP Non-CHP | N |  | N |  | N |  | N | X |  | Massachusetts Electric Co | 11804 | MA | 13.8 |  |  | N | [5 empty] | N | N
54806 | DTE Energy Services-Woodland | 10836 | Woodland Biomass Power Ltd | 1786 East Kentucky Ave | Woodland | CA | 95776 | Yolo | 38.6905 | -121.7371 | WECC | CISO | California Independent System Operator | Municipality | 22 | NR | 2 | IPP Non-CHP | N |  | Y | 88-61-000 | N |  | N | X |  | Pacific Gas & Electric Co | 14328 | CA | 115 |  |  | N | PACIFIC GAS |  |  |  |  | N | N
55989 | Covanta Mendota LP | 10837 | Covanta Mendota | 400 Guillen Parkway | Mendota | CA | 93640 | Fresno | 36.7559 | -120.3654 | WECC | CISO | California Independent System Operator | Wells | 22 | NR | 2 | IPP Non-CHP | N |  | Y | 86-593-004 | N |  | N | X |  | Pacific Gas & Electric Co | 14328 | CA | 69 |  |  | N |  | PACIFIC GAS |  |  |  | N | X
56084 | Springfield Power LLC | 10838 | Springfield Power LLC | 54 Fisher Corner Road | Springfield | NH | 3751 | Sullivan | 43.4429 | -72.056 | NPCC | ISNE | ISO New England Inc. | Wells | 22 | NR | 2 | IPP Non-CHP | N |  | Y | 84-423-001 | N |  | N | X |  | Public Service Co of NH | 15472 | NH | 34.5 |  |  | N
55840 | EWP RENEWABLE CORP. | 10839 | DG Whitefield LLC | 260 Airport Road | Whitefield | NH | 3598 | Coos | 44.358 | -71.5449 | NPCC | ISNE | ISO New England Inc. | Carroll Brook | 22 | NR | 2 | IPP Non-CHP | N |  | Y | 84-444-002 | N |  |  | X |  | Public Service Co of NH | 15472 | NH | 34 |  |  | N
56099 | Covanta Delano Inc | 10840 | Covanta Delano Energy | 31500 Pond Road | Delano | CA | 93215 | Kern | 35.7144 | -119.2337 | WECC | CISO | California Independent System Operator | Wells | 22 | NR | 2 | IPP Non-CHP | N |  | Y | 84-52-002 | N |  |  | X |  | Southern California Edison Co | 17609 | CA | 66 |  |  | N | SOUTHERN CALIFORNIA GAS COMPANY
49997 | Consolidated Hydro New York, Inc. | 10848 | Walden | Bradley Ave | Walden | NY | 12586 | Orange | 41.56 | -74.1952 | NPCC | NYIS | New York Independent System Operator | Walking River | 22 | NR | 2 | IPP Non-CHP | N |  | Y | 01-30-000 | N |  |  | X |  | New York State Elec & Gas Corp | 13511 | NY | 12.47 |  |  | N
3807 | Cleveland Cliffs Inc | 10849 | Silver Bay Power | 10 Outer Drive | Silver Bay | MN | 55614 | Lake | 47.2866 | -91.2605 | MRO | MISO | Midcontinent Independent Transmission System Operator, Inc.. | Lake Superior | 331 | NR | 7 | Industrial CHP | Y | 90-32-001 | N |  | N |  | Y | Y | OP | ALLETE, Inc. | 12647 | MN | 115 |  |  | N |  | NORTHERN NATURAL GAS |  |  |  | N | N
8736 | Hollingworth & Vose Co | 10853 | Center Falls | County Route 29 | Greenwich | NY | 12834 | Washington | 43.0967 | -73.4602 | NPCC | NYIS | New York Independent System Operator | Batten Kill | 322 | NR | 6 | Industrial Non-CHP | N |  | Y | 85-301-000 | N |  | N | X |  | Niagara Mohawk Power Corp. | 13573 | NY | 34.5 |  |  | N
3106 | Cargill Inc North America Sweetners | 10855 | Cargill Corn Milling Division | 1 Cargill Drive | Eddyville | IA | 52553 | Monroe | 41.1386 | -92.6467 | MRO | MISO | Midcontinent Independent Transmission System Operator, Inc.. | Des Moines River | 311 | NR | 7 | Industrial CHP | N |  | N |  | N |  | N | X |  | Interstate Power and Light Co | 9417 | IA | 13.2 |  |  | N |  | None |  |  |  | N | N
772 | Archer Daniels Midland Co | 10857 | Archer Daniels Midland Fredonia | 209 West Adams Street | Fredonia | KS | 66736 | Wilson | 37.5 | -95.8 | SPP | SWPP | Southwest Power Pool | Municipality | 311 | NR | 6 | Industrial Non-CHP | N |  | N |  | N |  | N | X |  | City of Fredonia - (KS) | 6762 | KS
772 | Archer Daniels Midland Co | 10859 | Valdosta | 1841 Clay Rd. | Valdosta | GA | 31601 | Lowndes | 30.8 | -83.2 | SERC | SOCO | Southern Company Services, Inc. - Trans | Municipality | 311 | NR | 6 | Industrial Non-CHP | N |  | N |  | N |  |  | X |  | Georgia Power Co | 7140 | GA | 115
772 | Archer Daniels Midland Co | 10860 | Archer Daniels Midland Clinton | 1251 Beaver Channel Parkway | Clinton | IA | 52732 | Clinton | 41.8206 | -90.2097 | MRO | MISO | Midcontinent Independent Transmission System Operator, Inc.. | Well | 311 | NR | 7 | Industrial CHP | N |  | N |  | N |  | N | X |  | Interstate Power and Light Co | 9417 | IA | 69 |  |  | N | INTERSTATE POWER AND LIGHT COMPANY |  |  |  |  | N
772 | Archer Daniels Midland Co | 10861 | Archer Daniels Midland Des Moines | 1935 East Euclid | Des Moines | IA | 50316 | Polk | 41.6244 | -93.5845 | MRO | MISO | Midcontinent Independent Transmission System Operator, Inc.. | Municipality | 311 | NR | 7 | Industrial CHP | Y | 88-116-000 | N |  | N |  | N | X |  | MidAmerican Energy Co | 12341 | IA | 34 |  |  | N |  | MIDAMERICAN ENERGY COMPANY |  |  |  | N
772 | Archer Daniels Midland Co | 10862 | Archer Daniels Midland Lincoln | 7800 Thayer | Lincoln | NE | 68507 | Lancaster | 40.8665 | -96.6145 | MRO | SWPP | Southwest Power Pool | Municipality | 311 | NR | 7 | Industrial CHP | Y | 88-109-000 | N |  | N |  | N | X |  | Lincoln Electric System | 11018 | NE | 35 |  |  | N |  | BLACK HILLS ENERGY |  |  |  | N
772 | Archer Daniels Midland Co | 10863 | Archer Daniels Midland Mankato | 2019 Third Ave | Mankato | MN | 56001 | Blue Earth | 44.1871 | -93.9924 | MRO | MISO | Midcontinent Independent Transmission System Operator, Inc.. | Municipality | 311 | NR | 7 | Industrial CHP | Y | 88-118-000 | N |  | N |  | N | X |  | Northern States Power Co - Minnesota | 13781 | MN | 14 |  |  | N | CENTERPOINT ENERGY |  |  |  |  | N
772 | Archer Daniels Midland Co | 10864 | Archer Daniels Midland Cedar Rapids | 1350 Waconia Ave SE | Cedar Rapids | IA | 52406 | Linn | 41.9221 | -91.6875 | MRO | MISO | Midcontinent Independent Transmission System Operator, Inc.. | Municipality | 311 | NR | 7 | Industrial CHP | Y | 88-234-000 | N |  | N |  | N | X |  | Interstate Power and Light Co | 9417 | IA | 69 |  |  | N |  | MIDAMERICAN ENERGY COMPANY |  |  |  | N
772 | Archer Daniels Midland Co | 10865 | Archer Daniels Midland Decatur | 4666 Faries Parkway | Decatur | IL | 62526 | Macon | 39.8701 | -88.8908 | SERC | MISO | Midcontinent Independent Transmission System Operator, Inc.. | NWTP | 311 | NR | 7 | Industrial CHP | Y | 88-117-000 | N |  | N |  | N | X |  | Ameren Illinois Company | 56697 | IL | 138 |  |  | N |  | Ameren Illinois |  |  |  | N
772 | Archer Daniels Midland Co | 10866 | Archer Daniels Midland Peoria | 1 Edmund Street | Peoria | IL | 61602 | Peoria | 40.6772 | -89.6049 | SERC | MISO | Midcontinent Independent Transmission System Operator, Inc.. | Illinois River | 311 | NR | 7 | Industrial CHP | N |  | N |  | N |  | N | X |  | Ameren Illinois Company | 56697 | IL | 13 |  |  | N |  | Ameren Illinois |  |  |  | N
7 | Tate & Lyle Ingredients Americas Inc | 10867 | Tate & Lyle Decatur Plant Cogen | 2200 East Eldorado St | Decatur | IL | 62525 | Macon | 39.8492 | -88.9319 | SERC | MISO | Midcontinent Independent Transmission System Operator, Inc.. | Municipality | 311 | NR | 7 | Industrial CHP | Y | 86-921-000 | N |  | N |  | N | X |  | Ameren Illinois Company | 56697 | IL | 34.5 |  |  | N |  | Ameren Illinois |  |  |  | N
1745 | Biomass One LP | 10869 | Biomass One LP | 2350 Avenue G | White City | OR | 97503 | Jackson | 42.4361 | -122.85 | WECC | PACW | PacifiCorp - West | Medford Water Commission | 22 | NR | 2 | IPP Non-CHP | N |  | Y | 84-251-001 | N |  | N | X |  | PacifiCorp | 14354 | OR | 115 |  |  | N | [5 empty] | X | X
56214 | Hazleton Generation LLC | 10870 | Hazelton | 120 Maplewood Drive | Hazelton | PA | 18202 | Luzerne | 40.9282 | -76.0409 | RFC | PJM | PJM Interconnection, LLC | Municipality | 22 | NR | 2 | IPP Non-CHP | N |  | N |  | Y | 97-84-000 | N | X |  | PPL Electric Utilities Corp | 14715 | PA | 69 |  |  | N |  | TRANSCONTINENTAL GAS PIPELINE |  |  |  | N | X
56590 | Silverstreet Hydro | 10872 | Kings Falls Hydroelectric | 3275 Roberts Road | Copenhagen | NY | 13631 | Lewis | 43.9173 | -75.6338 | NPCC | NYIS | New York Independent System Operator | Black River | 22 | NR | 2 | IPP Non-CHP | N |  | Y | 87-47-000 | N |  | N | X |  | Niagara Mohawk Power Corp. | 13573 | NY | 5 |  |  | N | [5 empty] | X | X
4397 | Coso Operating Co LLC | 10873 | Coso Finance Partners | PO Box 1690 | Inyokern | CA | 93527 | Inyo | 36.0372 | -117.7981 | WECC | CISO | California Independent System Operator | Wells | 22 | NR | 2 | IPP Non-CHP | N |  | Y | QF84-327-001 | N |  | N | X |  | Southern California Edison Co | 17609 | CA | 115 |  |  | N | [5 empty] | X | X
4397 | Coso Operating Co LLC | 10874 | Coso Power Developers | PO Box 1690 | Inyokern | CA | 93527 | Inyo | 36.0192 | -117.7917 | WECC | CISO | California Independent System Operator | Wells | 22 | NR | 2 | IPP Non-CHP | N |  | Y | QF86-591-003 | N |  |  | X |  | Southern California Edison Co | 17609 | CA | 230 |  |  | N
4397 | Coso Operating Co LLC | 10875 | Coso Energy Developers | PO Box 1690 | Inyokern | CA | 93527 | Inyo | 36.0019 | -117.7886 | WECC | CISO | California Independent System Operator | Wells | 22 | NR | 2 | IPP Non-CHP | N |  | Y | QF86-591-003 | N |  | N | X |  | Southern California Edison Co | 17609 | CA | 230 |  |  | N
49899 | CalEnergy Operating Corporation | 10878 | Salton Sea Power Gen Co Unit 1 | 6920 Lack Rd. | Calipatria | CA | 92233 | Imperial | 33.158 | -115.6475 | WECC | IID | Imperial Irrigation District | Colorado River | 22 | NR | 2 | IPP Non-CHP | N |  | Y | 87--511-007 | N |  | N | X |  | Imperial Irrigation District | 9216 | CA | 33 |  |  | N
49899 | CalEnergy Operating Corporation | 10879 | Salton Sea Power Gen Co - Unit 2 | 6920 Lack Rd. | Calipatria | CA | 92233 | Imperial | 33.1589 | -115.6455 | WECC | IID | Imperial Irrigation District | Colorado River | 22 | NR | 2 | IPP Non-CHP | N |  | Y | 89-297-006 | N |  | N | X |  | Imperial Irrigation District | 9216 | CA | 92 |  |  | N
12239 | Mega Renewables | 10880 | Bidwell Ditch Project | Hwy 89 | Hat Creek | CA | 96040 | Shasta | 40.8014 | -121.4481 | WECC | CISO | California Independent System Operator | Budwell Ditch | 22 | NR | 2 | IPP Non-CHP | N |  | Y | 86-126-000 | N |  |  | X |  | Pacific Gas & Electric Co | 14328 | CA | 60 |  |  | N
16997 | Shasta Hydroelectric Inc | 10881 | Roaring Creek Water Power | Cove Rd Near Montgomery CreeK | Montgomery Creek | CA | 96065 | Shasta | 40.8821 | -121.9484 | WECC | CISO | California Independent System Operator | Roaring Creek | 22 | NR | 2 | IPP Non-CHP | N |  | Y | 87-430-000 | N |  |  | X |  | Pacific Gas & Electric Co | 14328 | CA | 230 |  |  | N
12239 | Mega Renewables | 10882 | Hatchet Creek Project | Cove Road | Montgomery Creek | CA | 96065 | Shasta | 40.8741 | -121.9204 | WECC | CISO | California Independent System Operator | Hatchet Creek | 22 | NR | 2 | IPP Non-CHP | N |  | Y | 86-103-000 | N |  |  | X |  | Pacific Gas & Electric Co | 14328 | CA | 230 |  |  | N
12258 | Medical Area Total Egy Plt Inc | 10883 | Medical Area Total Energy Plant | 474 Brookline Avenue | Boston | MA | 2215 | Suffolk | 42.3368 | -71.1081 | NPCC | ISNE | ISO New England Inc. | Municipality | 622 | NR | 5 | Commercial CHP | Y | 83-334-000 | N |  | N |  | N | X |  | NSTAR Electric Company | 54913 | MA | 13.8 |  |  | N | BOSTON GAS CO DBA NATIONAL GRID |  |  |  |  | N
11216 | Los Angeles County | 10884 | Olive View Medical Center | 14445 Olive View Drive | Sylmar | CA | 91342 | Los Angeles | 34.3262 | -118.4448 | WECC | LDWP | Los Angeles Department of Water and Power | Municipality | 622 | NR | 5 | Commercial CHP | Y | 06-191-000 | N |  | N |  | N | X |  | Los Angeles Department of Water & Power | 11208 | CA | 4.16 |  |  | N | SOUTHERN CALIFORNIA GAS COMPANY |  |  |  |  | N
49997 | Consolidated Hydro New York, Inc. | 10902 | Victory Mills | PO Box 307, Bridge St. | Victory Mills | NY | 12884 | Cayuga | 42.9197 | -76.5477 | NPCC | NYIS | New York Independent System Operator | Fish Creek | 22 | NR | 2 | IPP Non-CHP | N |  | Y | 86-696-000 | N |  |  | X |  | Niagara Mohawk Power Corp. | 13573 | NY | 4.8 |  |  | N
3473 | Metro Wtr Recl Dist Grtr Chi | 10903 | Lockport Powerhouse | 2400 S. Powerhouse Road | Lockport | IL | 60441 | Will | 41.5697 | -88.0789 | RFC | PJM | PJM Interconnection, LLC | Chicago Sanitary Ship Canal | 22 | NR | 2 | IPP Non-CHP | N |  | Y | 05-193-000 | Y | 00-2866-008 | N | X |  | Commonwealth Edison Co | 4110 | IL | 6.5 |  |  | N | [5 empty] | X | X
58661 | Sustainable Power Group, LLC | 50001 | Altamont Midway Ltd | 14740 Altamont Pass Road | Tracy | CA | 95391 | San Joaquin | 37.7392 | -121.4322 | WECC | CISO | California Independent System Operator |  | 22 | NR | 2 | IPP Non-CHP | N |  | N |  | N |  | N | X |  | Pacific Gas & Electric Co | 14328 | CA | 65
15114 | Pittsfield Generating Company, LP | 50002 | Pittsfield Generating LP | 235 Merrill Road | Pittsfield | MA | 1201 | Berkshire | 42.4564 | -73.2181 | NPCC | ISNE | ISO New England Inc. | Wells | 22 | NR | 3 | IPP CHP | N |  | N |  | Y | 95-4-000 | N | X |  | Western Massachusetts Electric Company | 20455 | MA | 115 |  |  | N | BERKSHIRE GAS COMPANY THE |  |  |  |  | N
60662 | WCAC Operating Company | 50003 | Chalk Cliff Limited | 29041 Highway 33 | Bakersfield | CA | 93308 | Kern | 35.0968 | -119.4299 | WECC | CISO | California Independent System Operator | Municipality | 22 | NR | 3 | IPP CHP | N |  | N |  | N |  | N | X |  | Pacific Gas & Electric Co | 14328 | CA | 115 |  |  | N |  | KERN RIVER GAS TRANSMISSION CO |  |  |  | N
3890 | EFS Cogen Holdings I LLC | 50006 | Linden Cogen Plant | RR & Chemico Ave | Linden | NJ | 7036 | Union | 40.6322 | -74.2156 | RFC | NYIS | New York Independent System Operator | NA | 22 | NR | 3 | IPP CHP | Y | 90-65-014 | N |  | Y | 90-65-014 | N | X |  | Consolidated Edison Co-NY Inc | 4226 | NY | 345 |  |  | N |  | PUBLIC SERVICE ELECTRIC & GAS CO |  |  |  | N
55698 | Hawks Nest Hydro LLC | 50010 | Glen Ferris Hydro | Route 60 East Gauley Bridge | Gauley Bridge | WV | 25085 | Fayette | 38.1483 | -81.2147 | RFC | PJM | PJM Interconnection, LLC | Kanawaha River | 331 | NR | 6 | Industrial Non-CHP | N |  | N |  | N |  | N | X |  | Appalachian Power Co | 733 | WV | 138 |  |  | N | [5 empty] | N | N
55698 | Hawks Nest Hydro LLC | 50011 | Hawks Nest Hydro | 11966 Midland Trail | Gauley Bridge | WV | 25085 | Fayette | 38.1478 | -81.1753 | RFC | PJM | PJM Interconnection, LLC | New River | 331 | NR | 6 | Industrial Non-CHP | N |  | N |  | N |  | N | X |  | Appalachian Power Co | 733 | WV | 138 |  |  | N | [5 empty] | N | N
49735 | HGST a Western Digital Company | 50024 | HGST San Jose Standby Generator | 5601 Great Oaks Parkway | San Jose | CA | 95119 | Santa Clara | 37.2444 | -121.7963 | WECC | CISO | California Independent System Operator | Wells | 339 | NR | 6 | Industrial Non-CHP | N |  | N |  | N |  | N | X |  | Pacific Gas & Electric Co | 14328 | CA | 115 |  |  | N
6426 | Flint Hills Resources Corpus Christi LLC | 50026 | Corpus Refinery | 2825 Suntide Road 78409 | Corpus Christi | TX | 78409 | Nueces | 27.8322 | -97.5281 | TRE | ERCO | Electric Reliability Council of Texas, Inc. |  | 32411 | NR | 7 | Industrial CHP | Y | 87-378-000 | N |  | N |  | N | X |  | AEP Texas Central Company | 3278 | TX | 69 |  |  | N | CORPUS CHRISTI GAS DIV | HOUSTON PL CO LP | SOUTHCROSS ENERGY LLC | ENTERPRISE TEXAS PIPELINE | Enterprise Products also supplies gas to the City of Corpus Christi and supplies natural gas to our refinery. | N | X
16064 | Graphic Packaging International | 50028 | Plant 31 Paper Mill | 1000 Jonesboro Road | West Monroe | LA | 71291 | Ouachita | 32.4868 | -92.1496 | SERC | MISO | Midcontinent Independent Transmission System Operator, Inc.. | Ouachita River | 32213 | NR | 7 | Industrial CHP | Y | 83-180-000 | N |  | N |  | Y | N | OP | Entergy Louisiana LLC | 11241 | LA | 138 |  |  | N | ATMOS ENERGY CORPORATION |  |  |  |  | N
57184 | Ampersand Mount Ida Hydro LLC | 50031 | Mt Ida Hydroelectric | Congress Street | Troy | NY | 12180 | Rensselaer | 42.7213 | -73.6806 | NPCC | NYIS | New York Independent System Operator | Poestenkill | 22 | NR | 2 | IPP Non-CHP | N |  | Y | 83-27-000 | N |  |  | X |  | Niagara Mohawk Power Corp. | 13573 | NY | 34.5 |  |  | N
19774 | Valley Falls Associates | 50034 | Valley Falls Hydroelectric Facility | Hoosick River, Under Rt 67 | Valley Falls | NY | 12144 | Rensselaer | 42.9044 | -73.5625 | NPCC | NYIS | New York Independent System Operator | Hoosick River | 22 | NR | 2 | IPP Non-CHP | N |  | N |  | N |  |  | X |  | Niagara Mohawk Power Corp. | 13573 | NY | 34.5 |  |  | N
22219 | Mid-Maine Waste Action Corp | 50035 | MMWAC Resource Recovery Facility | 110 Goldthwaite Rd | Auburn | ME | 4210 | Androscoggin | 44.0678 | -70.2608 | NPCC | ISNE | ISO New England Inc. | None - We use an ACC | 562212 | NR | 4 | Commercial Non-CHP | N |  | Y | 92-75-000 | N |  | N | X |  | Central Maine Power Co | 3266 | ME | 12.47 |  |  | N | NORTHERN UTILITIES INC |  |  |  |  | N | N
4434 | New Martinsville Hannibal Hydro | 50036 | New Martinsville Hannibal Hydro | 1 Howard T. Jeffers Drive | New Martinsville | WV | 26155 | Wetzel | 39.6672 | -80.8642 | RFC | PJM | PJM Interconnection, LLC | Ohio River | 22 | NR | 2 | IPP Non-CHP | N |  | N |  | N |  |  | X |  | Monongahela Power Co | 12796 | WV | 138 |  |  | N | [5 empty] | X | X
30347 | Olcese Water District | 50037 | Rio Bravo Hydro Project | Hwy 178 | Bakersfield | CA | 93302 | Kern | 35.43 | -118.8222 | WECC | CISO | California Independent System Operator | Kern River | 22 | NR | 2 | IPP Non-CHP | N |  | Y | 86-982-000 | N |  | N | X |  | Pacific Gas & Electric Co | 14328 | CA | 69 |  |  | N | [5 empty] | X
13833 | Northeastern Power Co | 50039 | Kline Township Cogen Facility | Rt 309 south | McAdoo | PA | 18237 | Schuylkill | 40.8734 | -75.9935 | RFC | PJM | PJM Interconnection, LLC | Silverbrook Mine Pool | 22 | NR | 3 | IPP CHP | N |  | Y | 85-678-010 | N |  | N | X |  | PPL Electric Utilities Corp | 14715 | PA | 69 |  |  | N | [5 empty] | X | X
16544 | Saint - Gobain Abrasives Inc | 50041 | Norton Powerhouse | 1 New Bond Street | Worcester | MA | 1606 | Worcester | 42.3096 | -71.8052 | NPCC | ISNE | ISO New England Inc. |  | 327 | NR | 7 | Industrial CHP | Y | 81-17-000 | N |  | N |  | N | X |  | Massachusetts Electric Co | 11804 | MA | 13.8 |  |  | N | NSTAR GAS COMPANY |  |  |  |  | N | N
14254 | Oxy Vinyls LP | 50043 | Houston Chemical Complex Battleground | 2800 Battleground Rd | Houston | TX | 77046 | Harris | 29.7314 | -95.0839 | TRE | ERCO | Electric Reliability Council of Texas, Inc. | CWA | 325 | NR | 7 | Industrial CHP | Y | 82-69-000 | N |  | N |  | N | X |  | CenterPoint Energy | 8901 | TX | 142 |  |  | N |  | KINDER MORGAN TEJAS PIPELINE LLC | HOUSTON PL CO LP | ENTERPRISE INTRASTATE LLC |  | X
57280 | Eagle Creek RE LLC | 50047 | International Paper Jay Hydro | PO BOX 20, Riley Rd | Jay | ME | 4239 | Franklin | 44.5037 | -70.221 | NPCC | ISNE | ISO New England Inc. | Androscoggin River | 322 | NR | 6 | Industrial Non-CHP | N |  | N |  | N |  | N | X |  | Central Maine Power Co | 3266 | ME | 115 |  |  | N | [5 empty] | N | N
60153 | Mendocino Forest Products | 50049 | Scotia Co-gen Humboldt Redwood Company LLC | 153 Main St. | Scotia | CA | 95565 | Humboldt | 40.4728 | -124.1014 | WECC | CISO | California Independent System Operator | Wells | 321 | NR | 7 | Industrial CHP | Y | 89-3-000 | Y | 89-3-001 | N |  | N | X |  | Pacific Gas & Electric Co | 14328 | CA | 60 |  |  | N | [5 empty] | X | X
6036 | ESOCO Orrington LLC | 50051 | Penobscot Energy Recovery | 29 Industrial Way | Orrington | ME | 4474 | Penobscot | 44.7383 | -68.8258 | NPCC | ISNE | ISO New England Inc. | Municipality | 562212 | NR | 4 | Commercial Non-CHP | N |  | Y | 84-454-000 | N |  | N | X |  | Emera Maine | 1179 | ME | 115 |  |  | N
15941 | Rice University | 50054 | Rice University | 6100 Main Street | Houston | TX | 77005 | Harris | 29.721 | -95.3954 | TRE | ERCO | Electric Reliability Council of Texas, Inc. | City Of Houston | 611 | NR | 5 | Commercial CHP | Y | 85-201-000, 88-291-000 | N |  | N |  | N | X |  | CenterPoint Energy | 8901 | TX | 15 |  |  | N | CENTERPOINT ENERGY |  |  |  |  | N
15380 | Prince George's County | 50060 | Brown Station Road Plant I | 13400 Dille Drive | Upper Marlboro | MD | 20774 | Prince Georges | 38.8249 | -76.7731 | RFC | PJM | PJM Interconnection, LLC | Municipality | 92214 | NR | 4 | Commercial Non-CHP | N |  | N |  | N |  | N | X |  | Potomac Electric Power Co | 15270 | MD | 13.2 |  |  | N | [5 empty] | X | X
16625 | San Diego State University | 50061 | San Diego State University | 5500 Campanile Drive | San Diego | CA | 92182 | San Diego | 32.7782 | -117.0701 | WECC | CISO | California Independent System Operator | City Of San Diego | 611 | NR | 5 | Commercial CHP | Y | 85-626-000 | N |  | N |  | N | X |  | San Diego Gas & Electric Co | 16609 | CA | 12 |  |  | N | SAN DIEGO GAS AND ELECTRIC COMPANY |  |  |  |  | N | X
54680 | San Joaquin LLC | 50062 | San Joaquin Cogen | 17200 Murphy Parkway | Lathrop | CA | 95330 | San Joaquin | 37.8062 | -121.2771 | WECC | CISO | California Independent System Operator | Well | 22 | NR | 2 | IPP Non-CHP | N |  | N |  | N |  | N | X |  | Pacific Gas & Electric Co | 14328 | CA | 115 |  |  | N |  |  |  |  | Louise Distribution feeder main | N | X
22142 | Santa Cruz Cogeneration Assoc | 50064 | Univ of Calif Santa Cruz Cogeneration | Heat Plant, UCSC | Santa Cruz | CA | 95064 | Santa Cruz | 36.9997 | -122.0622 | WECC | CISO | California Independent System Operator | Municipality | 611 | NR | 5 | Commercial CHP | Y | 84-362-000; 86-937-000 | N |  | N |  | N | X |  | Pacific Gas & Electric Co | 14328 | CA | 21 |  |  | N |  | PACIFIC GAS |  |  |  | N | N
7160 | Geysers Power Co LLC | 50066 | Calistoga Power Plant | 10350 Socrates Mine Road | Middletown | CA | 95461 | Lake | 38.7879 | -122.7434 | WECC | CISO | California Independent System Operator | Wells | 22 | NR | 2 | IPP Non-CHP | N |  | Y | 81-7-000 | N |  |  | X |  | Pacific Gas & Electric Co | 14328 | CA | 230 |  |  | N
17145 | Sid Richardson Carbon Ltd | 50067 | Borger Plant | 9455 FM 1559 | Borger | TX | 79007 | Hutchinson | 35.6647 | -101.4354 | SPP | SWPP | Southwest Power Pool | Municipality | 325188 | NR | 7 | Industrial CHP | N |  | N |  | N |  | N | X |  | Southwestern Public Service Co | 17718 | TX | 69 |  |  | N |  | EL PASO NATURAL GAS COMPANY LLC | DCP MIDSTREAM LP |  |  | N | X
17445 | Solid Waste Authority of Palm Beach Co | 50071 | Palm Beach Renewable Energy Facility 1 | 6501 North Jog Road | West Palm Beach | FL | 33412 | Palm Beach | 26.7714 | -80.1419 | FRCC | FPL | Florida Power & Light Company | Wells | 22 | NR | 2 | IPP Non-CHP | N |  | N |  | N |  | N | X |  | Florida Power & Light Co | 6452 | FL | 138 |  |  | N
60771 | Marcus Hook 50 L.P | 50074 | Marcus Hook Refinery Cogen | Delaware & Green Streets | Marcus Hook | PA | 19061 | Delaware | 39.8103 | -75.4281 | RFC | PJM | PJM Interconnection, LLC |  | 22 | NR | 3 | IPP CHP | Y | 99-89-000 | N |  | N |  | N | X |  | PECO Energy Co | 14940 | PA | 69 |  |  | N |  | TRANSCONTINENTAL GAS PIPELINE |  |  |  | N | X
19532 | United Water Conservation Dist | 50076 | Santa Felicia Dam | 3838 Piru Canyon Road | Piru | CA | 93040 | Ventura | 34.4617 | -118.7511 | WECC | CISO | California Independent System Operator | Lake Piru | 22 | NR | 2 | IPP Non-CHP | N |  | N |  | N |  | N | X |  | Southern California Edison Co | 17609 | CA | 16 |  |  | N | [5 empty] | X | X
5677 | Waste Energy Services Inc | 50077 | Waste Energy Services | 49350 N. I-94 Service Dr. | Belleville | MI | 48111 | Wayne | 42.2209 | -83.5228 | RFC | MISO | Midcontinent Independent Transmission System Operator, Inc.. | Municipality | 22 | NR | 3 | IPP CHP | N |  | Y | 85-156-000 | N |  | N | X |  | DTE Electric Company | 5109 | MI | 40 |  |  | N |  | DTE GAS COMPANY |  |  |  | N | X
34688 | CHI Energy Inc | 50079 | Goodyear Lake Plant | Route 28 | Oneonta | NY | 13820 | Otsego | 42.5025 | -74.9836 | NPCC | NYIS | New York Independent System Operator | Susquehanna River | 22 | NR | 2 | IPP Non-CHP | N |  | Y | 90-113-000 | N |  |  | X |  | Niagara Mohawk Power Corp. | 13573 | NY | 13.8 |  |  | N
57280 | Eagle Creek RE LLC | 50080 | Otis Hydro | PO Box 20 Riley Road | Jay | ME | 4239 | Franklin | 44.4778 | -70.2008 | NPCC | ISNE | ISO New England Inc. | Androscoggin River | 322 | NR | 6 | Industrial Non-CHP | N |  | Y | 84-492-000 | N |  | N | X |  | Central Maine Power Co | 3266 | ME | 115 |  |  | N | [5 empty] | N | N
57280 | Eagle Creek RE LLC | 50081 | International Paper Riley Hydro | PO BOX 20, Riley Rd | Jay | ME | 4239 | Franklin | 44.5034 | -70.2491 | NPCC | ISNE | ISO New England Inc. | Androscoggin River | 322 | NR | 6 | Industrial Non-CHP | N |  | Y | 83-195-000 | N |  | N | X |  | Central Maine Power Co | 3266 | ME | 115 |  |  | N | [5 empty] | N | N
57280 | Eagle Creek RE LLC | 50082 | International Paper Livermore Hydro | Foundry Rd in Livermore Falls | Livermore Falls | ME | 4239 | Androscoggin | 44.4705 | -70.1873 | NPCC | ISNE | ISO New England Inc. | Androscoggin River | 322 | NR | 6 | Industrial Non-CHP | N |  | N |  | N |  | N | X |  | Central Maine Power Co | 3266 | ME | 115 |  |  | N | [5 empty] | N | N
22040 | Washington State University | 50083 | Washington State University | College Avenue | Pullman | WA | 99164 | Whitman | 46.7294 | -117.1708 | WECC | AVA | Avista Corporation | Wells | 611 | NR | 5 | Commercial CHP | N |  | N |  | N |  | N | X |  | Avista Corp | 20169 | WA | 13.2 |  |  | N | AVISTA UTILITIES |  |  |  |  | N | N
23955 | University of Massachusetts Medical | 50087 | Univ of Massachusetts Medical Center | 55 Lake Ave. North | Worcester | MA | 1655 | Worcester | 42.279 | -71.7598 | NPCC | ISNE | ISO New England Inc. | Municipality | 611 | NR | 5 | Commercial CHP | Y | 81-14-000 | N |  | N |  | N | X |  | Massachusetts Electric Co | 11804 | MA | 13.8 |  |  | N | NSTAR GAS COMPANY |  |  |  |  | N | N
21223 | University of Northern Iowa | 50088 | University of Northern Iowa | 30th and Nebraska Streets | Cedar Falls | IA | 50614 | Black Hawk | 42.5136 | -92.4591 | MRO | MISO | Midcontinent Independent Transmission System Operator, Inc.. | Wells | 611 | NR | 5 | Commercial CHP | N |  | N |  | N |  | N | X |  | Cedar Falls Utilities | 3203 | IA | 69 |  |  | N | CEDAR FALLS UTIL |  |  |  |  | N
24010 | University of San Francisco | 50089 | Univ of San Francisco Cogen | 2130 Fulton St. | San Francisco | CA | 94117 | San Francisco | 37.7766 | -122.4519 | WECC | CISO | California Independent System Operator | San Francisco Water District | 611 | NR | 5 | Commercial CHP | Y | 86-11-000 | N |  | N |  |  | X |  | Pacific Gas & Electric Co | 14328 | CA | 12 |  |  | N |  | PACIFIC GAS |  |  |  | N
16990 | Sheep Creek Hydro Inc | 50091 | Sheep Creek Hydro | 4522 Mitchell Road | Northport | WA | 99157 | Stevens | 48.9477 | -117.7954 | WECC | AVA | Avista Corporation | Big Sheep Creek | 22 | NR | 2 | IPP Non-CHP | N |  | Y | 84-373-000 | N |  | N | X |  | Avista Corp | 20169 | WA | 14.2 |  |  | N | [5 empty] | X | X
34689 | Triton Power Co | 50093 | Chateaugay High Falls Hydro | Pulp Mill Road | Chateaugay | NY | 12920 | Franklin | 44.9099 | -74.0858 | NPCC | NYIS | New York Independent System Operator | Chatteaugay | 22 | NR | 2 | IPP Non-CHP | N |  | Y | 87-439-000 | N |  |  | X |  | New York State Elec & Gas Corp | 13511 | NY | 34.5 |  |  | N
19148 | Veolia Energy Trenton L.P | 50094 | Veolia Energy Trenton L.P. | 320 S. Warren St. | Trenton | NJ | 8608 | Mercer | 40.2167 | -74.7667 | RFC | PJM | PJM Interconnection, LLC | Municipality | 22133 | NR | 5 | Commercial CHP | Y | 81-18-000 | N |  | N |  | N | X |  | Public Service Elec & Gas Co | 15477 | NJ | 27 |  |  | N |  | TRANSCONTINENTAL GAS PIPELINE |  |  |  | N
18461 | Tamarack Energy Partners | 50099 | Tamarack Energy Partnership | 3555 Hwy. 95 South | New Meadows | ID | 83654 | Adams | 44.9549 | -116.3871 | WECC | IPCO | Idaho Power Company | Wells | 22 | NR | 3 | IPP CHP | Y | 83-93-000 | N |  | N |  | Y | N | OP | Idaho Power Co | 9191 | ID | 69 |  |  | N | [5 empty] | N | X
12307 | WestRock (TX) | 50101 | WestRock (TX) | 1913 FM 105 | Evadale | TX | 77615 | Jasper | 30.3419 | -94.0656 | TRE | MISO | Midcontinent Independent Transmission System Operator, Inc.. | Neches River | 322 | NR | 7 | Industrial CHP | N |  | N |  | N |  | N | X |  | Entergy Gulf States - LA LLC | 55936 | LA | 138 |  |  | N |  | HOUSTON PL CO LP | SABINE PIPE LINE LLC |  |  | N | X
13442 | New Hampshire Hydro Associates | 50103 | China Mill Hydro | 25 Canal Street | Allenstown | NH | 3275 | Merrimack | 43.1287 | -71.4599 | NPCC | ISNE | ISO New England Inc. | Suncook River | 22 | NR | 2 | IPP Non-CHP | N |  | Y | 04-66-000 | N |  | N | X |  | Public Service Co of NH | 15472 | NH | 34.5 |  |  | N | [5 empty] | X | X
25835 | Portland City of | 50105 | Ground Water Pumping Station | 16400 N.E. Airport Way | Portland | OR | 97220 | Multnomah | 45.5558 | -122.4947 | WECC | PGE | Portland General Electric Company | Bull Run River | 22 | NR | 2 | IPP Non-CHP | N |  | Y | 84-86-000 | N |  | N | X |  | Portland General Electric Co | 15248 | OR | 115 |  |  | N
54700 | Paris Generation LP | 50109 | Paris Energy Center | 301 Lake Crook Road | Paris | TX | 75460 | Lamar | 33.6968 | -95.5577 | TRE | ERCO | Electric Reliability Council of Texas, Inc. | Pat Mayse , Lamar County | 22 | NR | 2 | IPP Non-CHP | N |  | N |  | N |  | N | X |  | Oncor Electric Delivery Company LLC | 44372 | TX | 138 |  |  | N |  | KINDER MORGAN NORTH TEXAS PL |  |  |  | N | N
17164 | Sierra Pacific Industries Inc | 50110 | Sierra Pacific Burney Facility | 36336 Highway 299 East | Burney | CA | 96013 | Shasta | 40.8767 | -121.7016 | WECC | CISO | California Independent System Operator | Well | 321 | NR | 7 | Industrial CHP | N |  | Y | 96--74-000 | N |  |  | X |  | Pacific Gas & Electric Co | 14328 | CA | 230 |  |  | N | [5 empty] | X | X
17164 | Sierra Pacific Industries Inc | 50111 | Sierra Pacific Loyalton Facility | 100 Railroad Ave | Loyalton | CA | 96118 | Sierra | 39.6699 | -120.2394 | WECC | NEVP | Nevada Power Company | Well | 22 | NR | 2 | IPP Non-CHP | N |  | Y | 88-388-000 | N |  |  | X |  | Sierra Pacific Power Co | 17166 | NV | 60 |  |  | N
17164 | Sierra Pacific Industries Inc | 50112 | Sierra Pacific Quincy Facility | 1538 Lee Road | Quincy | CA | 95971 | Plumas | 39.9412 | -120.9092 | WECC | CISO | California Independent System Operator | Well | 321 | NR | 7 | Industrial CHP | N |  | Y | 96-77-000 | N |  |  | X |  | Pacific Gas & Electric Co | 14328 | CA | 13.6 |  |  | N | [5 empty] | N | X
22669 | U S Borax Inc | 50115 | US Borax | 14486 Borax Road | Boron | CA | 93516 | Kern | 35.0329 | -117.701 | WECC | CISO | California Independent System Operator | AVEK | 2123 | NR | 7 | Industrial CHP | Y | 82-202-000 | N |  | N |  | N | X |  | Southern California Edison Co | 17609 | CA | 115 |  |  | N | Other - See pipeline notes. | KERN RIVER GAS TRANSMISSION CO |  |  | US Borax is not connected to an LDC, but directly into the Kern River Pipeline. | N | N
19537 | University of Texas at Austin | 50118 | Hal C Weaver Power Plant | 215 E 24th | Austin | TX | 78713 | Travis | 30.2867 | -97.7356 | TRE | ERCO | Electric Reliability Council of Texas, Inc. | Municipality | 611 | NR | 5 | Commercial CHP | Y | 86-486-000 | N |  | N |  | N | X |  | Austin Energy | 1015 | TX | 69 |  |  | N | TEXAS GAS SERVICE | DISCOVERY GAS TRANSMISSION |  |  |  | N | N
4208 | Phillips 66 Company | 50119 | Phillips 66 Rodeo Refinery | 1380 San Pablo Ave | Rodeo | CA | 94572 | Contra Costa | 38.0417 | -122.2583 | WECC | CISO | California Independent System Operator | East Bay Municipal Utilities | 32411 | NR | 7 | Industrial CHP | Y | 85-502-000 | N |  | N |  | N | X |  | Pacific Gas & Electric Co | 14328 | CA | 115 |  |  | N | PACIFIC GAS |  |  |  |  | N
19685 | Valero Refining Co | 50121 | Valero Refinery Corpus Christi West | 5900 Up River Rd | Corpus Christi | TX | 78469 | Nueces | 27.8175 | -97.4814 | TRE | ERCO | Electric Reliability Council of Texas, Inc. | Cooling | 32411 | NR | 6 | Industrial Non-CHP | Y | 83-254-000 | Y | 83-254-000 | N |  | N | X |  | AEP Texas Central Company | 3278 | TX | 138 |  |  | N | Other - See pipeline notes. |  |  |  |  | N
20148 | Watervliet City of | 50123 | Normanskill Hydro Project | French's Mills Rod | Guilderland | NY | 12084 | Albany | 42.7124 | -73.9573 | NPCC | NYIS | New York Independent System Operator | Normanskill | 22 | NR | 2 | IPP Non-CHP | N |  | Y | 82-138-000 | N |  |  | X |  | Niagara Mohawk Power Corp. | 13573 | NY | 4.8 |  |  | N
38001 | Ottauquechee Hydro Company, Inc. | 50126 | Ottauquechee Hydro | 46 Mill St. | N. Hartland | VT | 5052 | Windsor | 43.5933 | -72.3506 | NPCC | ISNE | ISO New England Inc. | Ottauquechee | 22 | NR | 2 | IPP Non-CHP | N |  | Y | 83-21-000 | N |  |  | X |  | Vermont Electric Cooperative, Inc | 19791 | VT | 12.4 |  |  | N
54777 | Signal Hill Generating LLC | 50127 | Signal Hill Generating LLC | 4511 Alendale Road | Wichita Falls | TX | 76310 | Wichita | 33.8625 | -98.5894 | TRE | ERCO | Electric Reliability Council of Texas, Inc. | Municipality | 22 | NR | 2 | IPP Non-CHP | N |  | N |  | Y | 99-234-000 | N | X |  | Oncor Electric Delivery Company LLC | 44372 | TX | 140 |  |  | N | ATMOS ENERGY CORPORATION |  |  |  |  | N | X
22079 | Yolo County Flood Control WCD | 50128 | Clear Lake Hydro Project | 18222 Dam Road | Clearlake | CA | 95422 | Lake | 38.9236 | -122.5667 | WECC | CISO | California Independent System Operator | Hydroelectric | 22 | NR | 2 | IPP Non-CHP | N |  | Y | 4066-001 | Y | 4063-004 | N | X |  | Pacific Gas & Electric Co | 14328 | CA | 115 |  |  | N
22079 | Yolo County Flood Control WCD | 50129 | Indian Valley Dam Hydro Project | 4064 Access Road | Clearlake Oaks | CA | 95423 | Lake | 39.0788 | -122.5356 | WECC | CISO | California Independent System Operator | Hydroelectric | 22 | NR | 2 | IPP Non-CHP | N |  | Y | 4066-001 | Y | 4063-004 | N | X |  | Pacific Gas & Electric Co | 14328 | CA | 115 |  |  | N
3852 | Coalinga Cogeneration Co | 50131 | Coalinga Cogeneration | 32812 West Gale Ave. | Coalinga | CA | 93210 | Fresno | 36.1807 | -120.3885 | WECC | CISO | California Independent System Operator | Municipality | 22 | NR | 3 | IPP CHP | Y | 87-46-001 | N |  | N |  |  | X |  | Pacific Gas & Electric Co | 14328 | CA | 220 |  |  | N |  | COALINGA CITY OF |  |  |  | N
18390 | Sycamore Cogeneration Co | 50134 | Sycamore Cogeneration | SW China Grade Loop | Bakersfield | CA | 93380 | Kern | 35.4526 | -118.9853 | WECC | CISO | California Independent System Operator |  | 22 | NR | 3 | IPP CHP | Y | 86,51,000 | N |  | N |  |  | X |  | Southern California Edison Co | 17609 | CA | 230 |  |  | N |  | KERN RIVER GAS TRANSMISSION CO |  |  |  | X
17460 | South Oak Hospital | 50136 | South Oaks Hospital | 400 Sunrise Highway | Amityville | NY | 11701 | Suffolk | 40.6853 | -73.4258 | NPCC | NYIS | New York Independent System Operator | Suffolk County Water Auth | 622 | NR | 5 | Commercial CHP | Y | 88-396-000 | N |  | N |  |  | X |  | Long Island Power Authority | 11171 | NY | 13.2 |  |  | N | Other - See pipeline notes. |  |  |  |  | N
56201 | Engie North America | 50137 | Newgulf Cogen | 206 Vat Road #A | NewGulf | TX | 77420 | Wharton | 29.2639 | -95.8997 | TRE | ERCO | Electric Reliability Council of Texas, Inc. | San Bernard River | 22 | NR | 2 | IPP Non-CHP | N |  | N |  | Y | 96-55-000 | N | X |  | CenterPoint Energy | 8901 | TX | 138 |  |  | N |  | HOUSTON PL CO LP |  |  |  | N | N
27211 | Snider Industries Inc | 50141 | Snider Industries | 3311 Sue Belle Lake Road | Marshall | TX | 75671 | Harrison | 32.5747 | -94.3739 | SPP | SWPP | Southwest Power Pool | Sue Belle Lake | 321 | NR | 7 | Industrial CHP | Y | 83-158-000 | N |  | N |  | N | X |  | Southwestern Electric Power Co | 17698 | TX | 12.47 |  |  | N | [5 empty] | N | N
27131 | Imperial Savannah LP | 50146 | Imperial Savannah LP | 201 Oxnard Drive | Port Wentworth | GA | 31407 | Chatham | 32.144 | -81.1466 | SERC | SOCO | Southern Company Services, Inc. - Trans | Floridan Aquifer | 311 | NR | 7 | Industrial CHP | N |  | N |  | N |  | N | X |  | Georgia Power Co | 7140 | GA | 46 | 13.2 |  | N | Other - See pipeline notes. | Other - Please explain in pipeline notes below. |  |  | SOUTHERN NATURAL GAS KINDER MORGAN | N | X
16713 | Santa Fe Irrigation District | 50147 | R E Badger Filtration Plant | 18535 Aliso Canyon Road | Rancho Santa Fe | CA | 92067 | San Diego | 33.051 | -117.175 | WECC | CISO | California Independent System Operator | Municipality | 22 | NR | 2 | IPP Non-CHP | N |  | N |  | N |  |  | X |  | San Diego Gas & Electric Co | 16609 | CA | 12 |  |  | N
15320 | Praxair Inc | 50148 | Linde Wilmington | Pacific Coast Highway | Wilmington | CA | 90744 | Los Angeles | 33.7886 | -118.2294 | WECC | LDWP | Los Angeles Department of Water and Power | Municipality | 325 | NR | 7 | Industrial CHP | Y | 86-1079-000 | N |  | N |  | N | X |  | Los Angeles Department of Water & Power | 11208 | CA | 34.5 |  |  | N | SOUTHERN CALIFORNIA GAS COMPANY |  |  |  |  | N | X
19450 | Union Carbide Corp-Seadrift | 50150 | Union Carbide Seadrift Cogen | Highway 185 | Seadrift | TX | 77983 | Calhoun | 28.5105 | -96.7706 | TRE | ERCO | Electric Reliability Council of Texas, Inc. | Surface | 325 | NR | 7 | Industrial CHP | Y | 85-15-001 | N |  | N |  | N | X |  | AEP Texas Central Company | 3278 | TX | 13.8 |  |  | N |  | SOUTHCROSS ENERGY LLC | HOUSTON PL CO LP | FLORIDA GAS TRANSMISSION COMPANY | Enterprise Texas Pipeline is the 4th supplier. | N | N
5352 | Dow Chemical Co - St Charles | 50152 | Dow St Charles Operations | Highway 3142 | Taft | LA | 70057 | St Charles | 29.9861 | -90.4414 | SERC | MISO | Midcontinent Independent Transmission System Operator, Inc.. | Mississippi River | 325 | NR | 7 | Industrial CHP | Y | 82-56-001; '82-19-000; '86-357-000; '96-68-000 | N |  | N |  | N | X |  | Entergy Gulf States - LA LLC | 55936 | LA | 13.8 |  |  | N |  | ACADIAN GAS P L SYS | GULF SOUTH PIPELINE COMPANY LP |  |  | N | X
39066 | Union Carbide Corp-Texas City | 50153 | Texas City Plant Union Carbide | 3301 Fifth Avenue South | Texas City | TX | 77592 | Galveston | 29.3761 | -94.9465 | TRE | ERCO | Electric Reliability Council of Texas, Inc. | Brazos River | 325 | NR | 7 | Industrial CHP | Y | 82-73-000; '95-293-000 | N |  | N |  | N | X |  | Texas-New Mexico Power Co | 40051 | TX | 138 |  |  | N |  | HOUSTON PL CO LP |  |  |  | N | X
3663 | CHI-West Inc | 50156 | Bear Creek | North of Inwood Road | Shingleton | CA | 96088 | Shasta | 40.5345 | -121.9591 | WECC | CISO | California Independent System Operator | Southfork Bear Creek | 22 | NR | 2 | IPP Non-CHP | N |  | Y | 90-33-000 | N |  |  | X |  | Pacific Gas & Electric Co | 14328 | CA | 12.7 |  |  | N
20919 | Boyce Hydro Power LLC | 50157 | Sanford Dam | 264 W. Center Street | Sanford | MI | 48657 | Midland | 43.6773 | -84.3802 | RFC | MISO | Midcontinent Independent Transmission System Operator, Inc.. | Tittabawassee River | 22 | NR | 2 | IPP Non-CHP | N |  | Y | 2785-000 | N |  |  | X |  | Consumers Energy Co | 4254 | MI | 46 |  |  | N
20919 | Boyce Hydro Power LLC | 50158 | Edenville | 6000 South M-30 | Edenville | MI | 48620 | Gladwin | 43.814 | -84.3767 | RFC | MISO | Midcontinent Independent Transmission System Operator, Inc.. | Tittabawassee River | 22 | NR | 2 | IPP Non-CHP | N |  | Y | 10-808-000 | N |  |  | X |  | Consumers Energy Co | 4254 | MI | 46 |  |  | N
20919 | Boyce Hydro Power LLC | 50159 | Secord | 715 Secord Dam Road | Gladwin | MI | 48620 | Gladwin | 44.0411 | -84.3418 | RFC | MISO | Midcontinent Independent Transmission System Operator, Inc.. | Tittabawassee River | 22 | NR | 2 | IPP Non-CHP | N |  | Y | 10-809-000 | N |  |  | X |  | Consumers Energy Co | 4254 | MI | 46 |  |  | N
20919 | Boyce Hydro Power LLC | 50160 | Smallwood | 700 Wolverine Drive | Gladwin | MI | 48624 | Gladwin | 43.9599 | -84.336 | RFC | MISO | Midcontinent Independent Transmission System Operator, Inc.. | Tittabawassee River | 22 | NR | 2 | IPP Non-CHP | N |  | Y | 10-810-000 | N |  |  | X |  | Consumers Energy Co | 4254 | MI | 46 |  |  | N
49911 | Swift River Hydro Operations Co., Inc | 50166 | International Paper Woronoco Mill | 3 Bridge St | Woronoco | MA | 1097 | Hampden | 42.1634 | -72.8275 | NPCC | ISNE | ISO New England Inc. | Chippewa River | 322122 | NR | 6 | Industrial Non-CHP | N |  | Y | 88-275-000; 88-276-000 | N |  | N | X |  | Western Massachusetts Electric Company | 20455 | MA | 23 |  |  | N | [5 empty] | N | N
13914 | Occidental Chemical Corporation | 50169 | Wichita Plant | 6200 Ridge Road | Wichita | KS | 67215 | Sedgwick | 37.5813 | -97.4241 | SPP | SWPP | Southwest Power Pool | Well | 325188 | NR | 7 | Industrial CHP | N |  | N |  | Y | 82-23-000 |  | X |  | Westar Energy Inc | 22500 | KS | 12.47 |  |  | N |  | SOUTHERN STAR CENTRAL GAS PIPELINE |  |  |  | N | X
1569 | Berry Petroleum Co | 50170 | Berry Cogen | 28601 Hovey hills Rd | Taft | CA | 93268 | Kern | 35.093 | -119.4436 | WECC | CISO | California Independent System Operator |  | 211 | NR | 7 | Industrial CHP | Y | 85-593-001 | N |  | N |  | N | X |  | Pacific Gas & Electric Co | 14328 | CA | 115 |  |  | N | Other - See pipeline notes. |  |  |  | Kern River/Mojave | N | N
56840 | Emporia Hydro Power LP | 50175 | Emporia | 949 Mill Rd | Emporia | VA | 23847 | Greensville | 36.696 | -77.56 | SERC | PJM | PJM Interconnection, LLC | Meherrin River | 22 | NR | 2 | IPP Non-CHP | N |  | Y | 82-222-001 | N |  | N | X |  | Virginia Electric & Power Co | 19876 | VA | 12.5 |  |  | N | [5 empty] | N | X
56842 | Union Falls Hydro Power LP | 50176 | Union Falls | 12 Casey Road | Au Sable Forks | NY | 12912 | Clinton | 44.5107 | -73.9131 | NPCC | NYIS | New York Independent System Operator | Saranac River | 22 | NR | 2 | IPP Non-CHP | N |  | Y | 86-1094-001 | N |  | N | X |  | Niagara Mohawk Power Corp. | 13573 | NY | 46 |  |  | N | [5 empty] | N | X
56844 | Blackstone Hydro Inc. | 50177 | Blackstone/Tupperware | 2 Tupperware Drive | North Smithfield | RI | 2917 | Providence | 42.0145 | -71.5444 | NPCC | ISNE | ISO New England Inc. | Blackstone River | 22 | NR | 2 | IPP Non-CHP | N |  | Y | 88-104-001 | N |  | N | X |  | The Narragansett Electric Co | 13214 | RI | 13.8 |  |  | N | [5 empty] | N | X
56843 | Banister Hydro LP | 50178 | Halifax | 1130 L.P. Bailey Highway | Halifax | VA | 24558 | Halifax | 36.7817 | -78.9236 | SERC | PJM | PJM Interconnection, LLC | Banister River | 22 | NR | 2 | IPP Non-CHP | N |  | Y | 82-221-001 | N |  | N | X |  | Virginia Electric & Power Co | 19876 | VA | 12.5 |  |  | N | [5 empty] | N | X
58896 | Siskiyou Power Authority | 50179 | Box Canyon Dam | 2623 W.A. Barr Road | Mount Shasta | CA | 96067 | Siskiyou | 41.2792 | -122.3292 | WECC | PACW | PacifiCorp - West | Sacramento River | 22 | NR | 2 | IPP Non-CHP | N |  | Y | 82-175-001 | N |  | N | X |  | PacifiCorp | 14354 | CA | 69 |  |  | N | [5 empty] | X | X
60821 | Olsen Power Partners | 50180 | Olsen | Mt. Shasta Crossing | Whitmore | CA | 96087 | Shasta | 40.6705 | -121.8906 | WECC | CISO | California Independent System Operator | Old Cow Creek | 22 | NR | 2 | IPP Non-CHP | N |  | N |  | N |  | N | X |  | Pacific Gas & Electric Co | 14328 | CA | 69 |  |  | N | [5 empty] | X | X
20492 | International Paper Columbus Mill | 50184 | Columbus MS | 4335 Carson Road | Columbus | MS | 39703 | Lowndes | 33.3602 | -88.46 | SERC | TVA | Tennessee Valley Authority | Tennessee-Tombigbee Waterway | 322 | NR | 7 | Industrial CHP | Y | 94-124-000 | N |  | N |  | Y | N | OP | Tennessee Valley Authority | 18642 | MS | 161 |  |  | N | ATMOS ENERGY CORPORATION |  |  |  |  | N
20547 | Cosmo Specialty Fibers | 50185 | Cosmo Specialty Fibers Plant | 1701 First St | Cosmopolis | WA | 98537 | Grays Harbor | 46.9541 | -123.7611 | WECC | BPAT | Bonneville Power Administration | Municipality | 322 | NR | 7 | Industrial CHP | Y | QF05-149-000 | N |  | N |  | N | X |  | PUD No 1 of Grays Harbor County | 7548 | WA | 69 |  |  | N | [5 empty] | N | N
60561 | Nippon Dynawave Packaging Co. | 50187 | Nippon Dynawave Packaging Longview WA | 3401 Industrial Way | Longview | WA | 98632 | Cowlitz | 46.1236 | -122.9728 | WECC | BPAT | Bonneville Power Administration | Columbia River | 322122 | NR | 7 | Industrial CHP | N |  | N |  | N |  | N | X |  | PUD No 1 of Cowlitz County | 4442 | WA | 230 |  |  | N | Other - See pipeline notes. |  |  |  |  | X | X
20511 | International Paper Co. - New Bern Mill | 50188 | International Paper Co. - New Bern Mill | 1785 Weyerhaeuser Rd. | New Bern | NC | 28563 | Craven | 35.212 | -77.1144 | SERC | CPLE | Progress Energy Carolinas - EAST | Neuse River | 322 | NR | 7 | Industrial CHP | Y | QF06-88-001 | N |  | N |  | N | X |  | Duke Energy Progress - (NC) | 3046 | NC | 115 |  |  | N | PIEDMONT NATURAL GAS |  |  |  |  | N | X
55903 | Domtar Paper Company LLC | 50189 | Domtar Paper Co LLC Plymouth NC | NC Hwy 149 N | Plymouth | NC | 27962 | Martin | 35.8628 | -76.7831 | SERC | PJM | PJM Interconnection, LLC | Roanoke River | 322 | NR | 7 | Industrial CHP | Y | 86-594-001 | N |  | N |  | N | X |  | Virginia Electric & Power Co | 19876 | NC | 13.8 |  |  | N | PIEDMONT NATURAL GAS |  |  |  |  | N | X
55997 | Domtar Paper Company Rothschild | 50190 | Domtar Paper Company Rothschild | 200 North Grand Ave | Rothschild | WI | 54474 | Marathon | 44.8867 | -89.6272 | MRO | MISO | Midcontinent Independent Transmission System Operator, Inc.. | Wisconsin River | 322122 | NR | 6 | Industrial Non-CHP | N |  | Y | 90-126-000 | N |  | N | X |  | Wisconsin Public Service Corp | 20860 | WI | 46 |  |  | N | [5 empty] | N | N
56289 | International Paper Corporation | 50191 | IP Springfield Oregon | 801 42nd Street | Springfield | OR | 97478 | Lane | 44.0569 | -122.9555 | WECC | BPAT | Bonneville Power Administration | Mckenzie River | 32213 | NR | 7 | Industrial CHP | Y | 05-72-000 | N |  | N |  | N | X |  | City of Eugene - (OR) | 6022 | OR | 115 |  |  | N |  | NORTHWEST PIPELINE GP |  |  |  | Y | Y
56164 | International Paper - Valliant | 50192 | International Paper Valliant OK | 890 IP Lane | Valliant | OK | 74764 | McCurtain | 33.9961 | -95.1114 | SPP | SWPP | Southwest Power Pool | Municipality | 32213 | NR | 7 | Industrial CHP | N |  | N |  | N |  | Y | N | OP | Public Service Co of Oklahoma | 15474 | OK | 13.8 |  |  | N | OKLAHOMA NATURAL GAS CO |  |  |  |  | X
1058 | B Braun Medical Inc | 50200 | B Braun Medical | 2525 McGaw Ave | Irvine | CA | 92614 | Orange | 33.6887 | -117.8348 | WECC | CISO | California Independent System Operator |  | 339 | NR | 7 | Industrial CHP | Y | 81-12-000 | N |  | N |  |  | X |  | Southern California Edison Co | 17609 | CA | 12 |  |  | N | SOUTHERN CALIFORNIA GAS COMPANY |  |  |  |  | N
56216 | Multitrade Rabun Gap LLC | 50201 | Multitrade Rabun Gap, LLC | 1585 York House Road | Rabun Gap | GA | 30568 | RABUN | 34.9536 | -83.3786 | SERC | SOCO | Southern Company Services, Inc. - Trans | Little Tennessee River | 22 | NR | 2 | IPP Non-CHP | N |  | Y | 08-741-000 | N |  | N | X |  | Coweta-Fayette El Member Corp | 4432 | GA | 115 |  |  | N | [5 empty] | N | N
55807 | Niagara Generation LLC | 50202 | WPS Power Niagara | 5300 Frontier Avenue | Niagara Falls | NY | 14302 | Niagara | 43.0804 | -79.0082 | NPCC | NYIS | New York Independent System Operator | Niagara Falls Municipal Water | 22 | NR | 2 | IPP Non-CHP | N |  | N |  | N |  | N | X |  | Niagara Mohawk Power Corp. | 13573 | NY | 115 |  |  |  |  | NATIONAL FUEL GAS SUPPLY CORPORATION
19351 | U S Gypsum Co | 50203 | US Gypsum Oakfield | 2750 Maple Avenue | Oakfield | NY | 14125 | Genesee | 43.0647 | -78.2972 | NPCC | NYIS | New York Independent System Operator | Us Gypsum Pond | 322 | NR | 7 | Industrial CHP | Y | 85-344-000 | N |  | N |  | N | X |  | Niagara Mohawk Power Corp. | 13573 | NY | 12.47 |  |  | N | NATIONAL FUEL GAS DIST NY |  |  |  |  | N | N
28473 | Williams Field Services Co | 50205 | Williams Ignacio Natural Gas Plant | 3746 cr 307 | Durango | CO | 81303 | La Plata | 37.1456 | -107.7847 | WECC | WACM | Western Area Power Administration - Rocky Mountain Region | Florida River | 324 | NR | 6 | Industrial Non-CHP | N |  | N |  | N |  | N | X |  | La Plata Electric Assn, Inc | 10539 | CO | 4.16 |  |  | N
27762 | Ptarmigan Res & Engy Inc | 50206 | Vallecito Hydroelectric | 13029 County Road 501 | Bayfield | CO | 81122 | La Plata | 37.3777 | -107.5787 | WECC | WACM | Western Area Power Administration - Rocky Mountain Region | Pine River | 22 | NR | 2 | IPP Non-CHP | N |  | Y | 3174-012, 3174-000 | N |  | N | X |  | La Plata Electric Assn, Inc | 10539 | CO | 69 |  |  | N | [5 empty] | X | X
15064 | Pinetree Power Inc | 50208 | Pinetree Power | 1241 Whitefield Road | Bethlehem | NH | 3574 | Grafton | 44.3274 | -71.68 | NPCC | ISNE | ISO New England Inc. | Ammonoosuc River | 22 | NR | 2 | IPP Non-CHP | N |  | Y | 85-270-000 | N |  | N | X |  | Public Service Co of NH | 15472 | NH | 34.5 |  |  | N
49899 | CalEnergy Operating Corporation | 50210 | Vulcan-BN Geothermal Power Company | 7001 Gentry Rd. | Calipatria | CA | 92233 | Imperial | 33.1633 | -115.6167 | WECC | IID | Imperial Irrigation District | Colorado River | 22 | NR | 2 | IPP Non-CHP | N |  | Y | 85-199-007 | N |  | N | X |  | Imperial Irrigation District | 9216 | CA | 92 |  |  | N
21128 | York County Solid W & R Auth | 50215 | York County Resource Recovery | 2651 Blackbridge Road | York | PA | 17406 | York | 40.0017 | -76.7183 | RFC | PJM | PJM Interconnection, LLC | Private Water Company | 22 | NR | 2 | IPP Non-CHP | N |  | Y | 86-920-002 | N |  | N | X |  | Metropolitan Edison Co | 12390 | PA | 115 |  |  | N | COLUMBIA GAS OF PENNSYLVANIA |  |  |  |  | N
867 | ARCO Products Co-Watson | 50216 | Watson Cogeneration | 22850 South Wilminton | Carson | CA | 90749 | Los Angeles | 33.8166 | -118.2448 | WECC | CISO | California Independent System Operator | Dominquez Water | 32411 | NR | 7 | Industrial CHP | Y | 85-526-001 | N |  | N |  | N | X |  | Southern California Edison Co | 17609 | CA | 220 |  |  | N | SOUTHERN CALIFORNIA GAS COMPANY |  |  |  |  | N | X
19281 | Turlock Irrigation District | 50218 | Woodward Power Plant | 15476 26 Mile Rd | Oakdale | CA | 95361 | Stanislaus | 37.8607 | -120.8792 | WECC | TIDC | Turlock Irrigation District | Stanislaus River | 22 | NR | 2 | IPP Non-CHP | N |  | Y | 80-7-000 | N |  | N | X |  | Turlock Irrigation District | 19281 | CA | 12 |  |  | N | [5 empty] | X | X
19281 | Turlock Irrigation District | 50219 | Frankenheimer Power Plant | 10421 Frankenheimer Road | Oakdale | CA | 95361 | Stanislaus | 37.8304 | -120.807 | WECC | CISO | California Independent System Operator | Stanislaus River | 22 | NR | 2 | IPP Non-CHP | N |  | Y | 80-7-000 | N |  | N | X |  | Pacific Gas & Electric Co | 14328 | CA | 17 |  |  | N | [5 empty] | X | X
13353 | Nelson Creek Power Inc | 50223 | Nelson Creek | Highway 299 | Big Bend | CA | 96011 | Shasta | 41.0289 | -121.8924 | WECC | CISO | California Independent System Operator | Nelson Creek | 22 | NR | 2 | IPP Non-CHP | N |  | Y | 86-14-000 | N |  |  | X |  | Pacific Gas & Electric Co | 14328 | CA | 12.5 |  |  | N
22045 | Oxnard City of | 50224 | Oxnard Wastewater Treatment Plant | 6001 S. Perkins Rd. | Oxnard | CA | 93033 | Ventura | 34.1405 | -119.1845 | WECC | CISO | California Independent System Operator | Oxnard Wastewater Treatment Pl | 22132 | NR | 5 | Commercial CHP | N |  | N |  | N |  | N | X |  | Southern California Edison Co | 17609 | CA | 66 |  |  | N | SOUTHERN CALIFORNIA GAS COMPANY |  |  |  |  | N | X
15824 | Ecomaine | 50225 | Regional Waste Systems | 64 Blueberry Road | Portland | ME | 4102 | Cumberland | 43.6556 | -70.3347 | NPCC | ISNE | ISO New England Inc. | Portland/Cooling Tower | 22 | NR | 2 | IPP Non-CHP | N |  | Y | 88-320-000 | N |  | N | X |  | Central Maine Power Co | 3266 | ME | 34.5 |  |  | N | NORTHERN UTILITIES INC |  |  |  |  | N
22614 | Rocky Brook Electric Inc | 50228 | Rocky Brook Hydroelectric | PO Box 215 | Brinnon | WA | 98320 | Jefferson | 47.7197 | -122.9431 | WECC | BPAT | Bonneville Power Administration | Dosewallips River | 22 | NR | 2 | IPP Non-CHP | N |  | Y | 3783-000 | N |  | N | X |  | PUD No 1 of Mason County | 22355 | WA | 7.2 |  |  | N | [5 empty] | X | X
18760 | TPC Group, LLC | 50229 | Texas Petrochemicals | 8600 Park Place Blvd. | Houston | TX | 77017 | Harris | 29.6981 | -95.2547 | TRE | ERCO | Electric Reliability Council of Texas, Inc. | CIWA | 32511 | NR | 7 | Industrial CHP | Y | 82-3-000 | N |  | N |  | N | X |  | CenterPoint Energy | 8901 | TX | 69 |  |  | N |  | KINDER MORGAN TEJAS PIPELINE LLC | KINDER MORGAN TEXAS PIPELINE LLC |  |  | N | X
16191 | Robbins Lumber Inc | 50230 | Robbins Lumber | 53 Ghent Road, P. O. Box 9 | Searsmont | ME | 4973 | Waldo | 44.3331 | -69.2019 | NPCC | ISNE | ISO New England Inc. | Surface Water Mill Site | 321 | NR | 7 | Industrial CHP | N |  | N |  | N |  | N | X |  | Central Maine Power Co | 3266 | ME | 12 |  |  | N
22803 | SDS Lumber Co | 50231 | SDS Lumber Gorge Energy Division | 123 Industrial Rd | Bingen | WA | 98605 | Klickitat | 45.7131 | -121.4692 | WECC | BPAT | Bonneville Power Administration | Columbia River | 321 | NR | 7 | Industrial CHP | Y | 82-15-000 | N |  | N |  |  | X |  | PUD No 1 of Klickitat County | 10393 | WA | 250 |  |  | N
22635 | San Gabriel Valley Mun Wtr Dt | 50233 | San Dimas Wash Generating Station | 190 E. Foothill Blvd | San Dimas | CA | 91773 | Los Angeles | 34.1242 | -117.8051 | WECC | CISO | California Independent System Operator | State Water Project | 22 | NR | 2 | IPP Non-CHP | N |  | N |  | N |  | N | X |  | Southern California Edison Co | 17609 | CA | 4.16 |  |  | N | [5 empty] | N | X
16583 | San Antonio Regional Hospital | 50234 | San Antonio Regional Hospital | 999 San Bernardino Road | Upland | CA | 91786 | San Bernardino | 34.1019 | -117.6381 | WECC | CISO | California Independent System Operator | Municipality | 622 | NR | 5 | Commercial CHP | Y | 84-1419-000; 84-383-000; '84-419-000 | N |  | N |  | N | X |  | Southern California Edison Co | 17609 | CA | 480 |  |  | N | SOUTHERN CALIFORNIA GAS COMPANY |  |  |  | There are no natural gas pipelines that connect to the facility besides Southern California Gas Company. | N | N
15526 | Purdue University | 50240 | Purdue University | 401 South Grant Street | West Lafayette | IN | 47907 | Tippecanoe | 40.4172 | -86.9122 | RFC | MISO | Midcontinent Independent Transmission System Operator, Inc.. | Wells | 611 | NR | 5 | Commercial CHP | N |  | N |  | N |  | N | X |  | Duke Energy Indiana Inc | 15470 | IN | 12.5 |  |  | N | Other - See pipeline notes. |  |  |  | VECTREN ENERGY DELIVERY IS THE SUPPIER | N
27378 | Tenet Hospital Ltd | 50241 | Providence Memorial Hospital | 2001 North Oregon St | El Paso | TX | 79902 | El Paso | 31.7697 | -106.5014 | TRE | EPE | El Paso Electric Company |  | 622 | NR | 5 | Commercial CHP | Y | 86-395-000 | N |  | N |  | N | X |  | El Paso Electric Co | 5701 | TX | 13.8 |  |  | N |  | EL PASO NATURAL GAS COMPANY LLC |  |  |  | N | X
22354 | VC Porterdale Hydroelectric, LLC | 50242 | VC Porterdale Hydroelectric | 1500 Main Street | Porterdale | GA | 30070 | Newton | 33.5701 | -83.8939 | SERC | SOCO | Southern Company Services, Inc. - Trans | Yellow River | 22 | NR | 2 | IPP Non-CHP | N |  | Y | 84-344-000 | N |  |  | X |  | Georgia Power Co | 7140 | GA | 5
9303 | Bucksport Generation LLC | 50243 | Bucksport Generation LLC | River Road | Bucksport | ME | 4416 | Hancock | 44.5738 | -68.8046 | NPCC | ISNE | ISO New England Inc. | Penobscot River | 22 | NR | 3 | IPP CHP | Y | 87-83-001; '99-54-00 | N |  | N |  | N | X |  | Central Maine Power Co | 3266 | ME | 120 |  |  | N | BANGOR GAS COMPANY LLC | MARITIMES NORTHEAST PIPELINE LLC |  |  |  | N
23815 | Blue Ridge Paper Products Inc | 50244 | Canton North Carolina | 175 Main Street | Canton | NC | 28716 | Haywood | 35.535 | -82.8411 | SERC | CPLE | Progress Energy Carolinas - EAST | Pigeon River | 322122 | NR | 7 | Industrial CHP | N |  | N |  | N |  | Y | Y | OP | Duke Energy Progress - (NC) | 3046 | NC | 13.8 |  |  | N | PUBLIC SVC CO OF NORTH CAROLINA |  |  |  |  | N | N
9401 | International Paper Co-Pensacola | 50250 | International Paper Pensacola | 375 Muscogee Road | Cantonment | FL | 32533 | Escambia | 30.5966 | -87.3264 | SERC | SOCO | Southern Company Services, Inc. - Trans | Cooling Tower & Wells | 322122 | NR | 7 | Industrial CHP | Y | 83-73-000 | N |  | N |  | Y | Y | OP | Gulf Power Co | 7801 | FL | 13.8 |  |  | N
56187 | Verso Paper - Quinnesec | 50251 | Verso Paper Quinnesec Mich Mill | US Hwy 2 | Norway | MI | 49870 | Dickinson | 45.7956 | -87.9556 | RFC | MISO | Midcontinent Independent Transmission System Operator, Inc.. | Menominee River | 322 | NR | 7 | Industrial CHP | Y | 86-663-000 | N |  | N |  | N | X |  | Wisconsin Electric Power Co | 20847 | MI | 13.8 |  |  | N |  | DTE GAS COMPANY |  |  |  | N
57280 | Eagle Creek RE LLC | 50252 | Sartell Dam | 100 East Sartell Street | Sartell | MN | 56377 | Benton | 45.618 | -94.2008 | MRO | MISO | Midcontinent Independent Transmission System Operator, Inc.. | Mississippi River | 322122 | NR | 6 | Industrial Non-CHP | N |  | Y | 83-015-000 | N |  |  |  |  | Northern States Power Co - Minnesota | 13781 | MN | 13.8 |  |  | N | [5 empty] | N | N
55771 | KapStone Kraft Paper Corp | 50254 | KapStone Kraft Paper Corp | 100 Gaston Road | Roanoke Rapids | NC | 27870 | Halifax | 36.4769 | -77.6414 | SERC | PJM | PJM Interconnection, LLC | Roanoke River | 32213 | NR | 7 | Industrial CHP | Y | 90-212-000 | N |  | N |  | Y | Y | OP | Virginia Electric & Power Co | 19876 | NC | 13.8 |  |  | N | PIEDMONT NATURAL GAS |  |  |  |  | N
13945 | Oakwood Hospital Med Center | 50260 | Oakwood Hospital & Medical Center | 18101 Oakwood Blvd. | Dearborn | MI | 48123 | Wayne | 42.2917 | -83.2119 | RFC | MISO | Midcontinent Independent Transmission System Operator, Inc.. |  | 622 | NR | 4 | Commercial Non-CHP | N |  | N |  | N |  | N | X |  | DTE Electric Company | 5109 | MI | 230 |  |  | N
40444 | Truckee-Carson Irrigation District | 50261 | New Lahontan | 2666 Harrigan Road | Fallon | NV | 89406 | Churchill | 39.4636 | -119.0652 | WECC | NEVP | Nevada Power Company | Lahontan Reservoir | 22 | NR | 2 | IPP Non-CHP | N |  | Y | 87-395-000 | N |  |  | X |  | Sierra Pacific Power Co | 17166 | NV | 69 |  |  | N
15787 | Redlands Water & Power Company | 50267 | Redlands Water & Power | 293 Power Road | Grand Junction | CO | 81507 | Mesa | 39.0673 | -108.5928 | WECC | PSCO | Public Service Company of Colorado | Gunnison River | 22 | NR | 2 | IPP Non-CHP | N |  | Y | 93-48-000 | N |  | N | X |  | Public Service Co of Colorado | 15466 | CO | 13.2 |  |  | N | [5 empty] | X | X
5914 | Erie Boulevard Hydropower LP | 50268 | Hewittville Hydroelectric | 59 Hewittville Road | Norwood | NY | 13668 | St Lawrence | 44.7052 | -75.0079 | NPCC | NYIS | New York Independent System Operator | Raquette River | 22 | NR | 2 | IPP Non-CHP | N |  | Y | 83-379-000 | Y | 99-156-000 | N | X |  | Niagara Mohawk Power Corp. | 13573 | NY | 115 |  |  | N | [5 empty] | N | N
5914 | Erie Boulevard Hydropower LP | 50269 | Unionville Hydro Project 2499 NY | 547B Sissonville Road | Norwood | NY | 13668 | St Lawrence | 44.7145 | -74.9966 | NPCC | NYIS | New York Independent System Operator | Raquette River | 22 | NR | 2 | IPP Non-CHP | N |  | Y | 83-378-000 | Y | 99-156-000 | N | X |  | Niagara Mohawk Power Corp. | 13573 | NY | 115 |  |  | N | [5 empty] | N | N
6529 | Exxon Mobil Production Co | 50270 | ExxonMobil Santa Ynez Facility | 12000 Calle Real | Goleta | CA | 93117 | Santa Barbara | 34.4648 | -120.0444 | WECC | CISO | California Independent System Operator | Wells | 211 | NR | 7 | Industrial CHP | Y | 88-323-000 | N |  | N |  | N | X |  | Southern California Edison Co | 17609 | CA | 66 |  |  | N | SOUTHERN CALIFORNIA GAS COMPANY |  |  |  |  | N
56125 | Covanta Springfield LLC | 50273 | Pioneer Valley Resource Recovery | 188 M Street | Agawam | MA | 1001 | Hampden | 42.0906 | -72.5917 | NPCC | ISNE | ISO New England Inc. | Municipality | 22 | NR | 2 | IPP Non-CHP | N |  | Y | 86-667-000 | N |  | N | X |  | Western Massachusetts Electric Company | 20455 | MA | 13.8 |  |  | N | COLUMBIA GAS OF MASSACHUSETTS |  |  |  |  | N
17191 | Simplot Leasing Corp | 50274 | Simplot Leasing Don Plant | 1150 West Hwy. 30 | Pocatello | ID | 83204 | Bannock | 42.9084 | -112.5294 | WECC | IPCO | Idaho Power Company | Well Water | 325311 | NR | 7 | Industrial CHP | N |  | N |  | N |  | N | X |  | Idaho Power Co | 9191 | ID | 12.5 |  |  | N |  | NORTHWEST PIPELINE GP |  |  |  | N | X
14465 | Park 500 Philip Morris USA | 50275 | Park 500 Philip Morris USA | 4100 Bermuda Hundred Rd | Chester | VA | 23836 | Chesterfield | 37.3389 | -77.2806 | SERC | PJM | PJM Interconnection, LLC | James River | 312 | NR | 7 | Industrial CHP | Y | 80-18-001 | N |  | N |  | N | X |  | Virginia Electric & Power Co | 19876 | VA | 13.8 |  |  | N | COLUMBIA GAS DIST CO |  |  |  |  | N | X
20707 | Wintec Energy Ltd | 50276 | Wintec Energy Ltd | Dillon Rd_KarenAve_Diablo Rd | Palm Springs | CA | 92258 | Riverside | 33.9131 | -116.5631 | WECC | CISO | California Independent System Operator |  | 22 | NR | 2 | IPP Non-CHP | N |  | Y | 87-594-000 | N |  | N | X |  | Southern California Edison Co | 17609 | CA | 34.5 |  |  | N | [5 empty] | X
57433 | ReEnergy Chateaugay LLC | 50277 | ReEnergy Chateaugay Power Station | 7019 State Rt 374 | Chateaugay | NY | 12920 | Franklin | 44.8927 | -74.0746 | NPCC | NYIS | New York Independent System Operator | Wells | 22 | NR | 2 | IPP Non-CHP | N |  | Y | 85-658-002 | N |  |  | X |  | New York State Elec & Gas Corp | 13511 | NY | 34.5
57280 | Eagle Creek RE LLC | 50278 | Worumbo Hydro Station | Canal Street | Lisbon Falls | ME | 4252 | Androscoggin | 43.9947 | -70.0619 | NPCC | ISNE | ISO New England Inc. | Androscoggin River | 22 | NR | 2 | IPP Non-CHP | N |  | Y | 86-548-000 | N |  | N | X |  | Central Maine Power Co | 3266 | ME | 34.5 |  |  | N | [5 empty] | N | N
22174 | PEI Power Corp | 50279 | Archbald Power Station | 170 Cogen Road | Archbald | PA | 18403 | Lackawanna | 41.485 | -75.5406 | RFC | PJM | PJM Interconnection, LLC | White Oak | 22 | NR | 2 | IPP Non-CHP | N |  | N |  | Y | 98-60-000; 01-79-000 | N | X |  | PPL Electric Utilities Corp | 14715 | PA | 69 |  |  | N |  | TENNESSEE GAS PIPELINE COMPANY |  |  |  | N | X
4735 | Dahowa Hydro | 50280 | Dahowa Hydro | Mill Road-Middle Falls | Greenwich | NY | 12834 | Washington | 43.1033 | -73.5369 | NPCC | NYIS | New York Independent System Operator | Battenkill River | 22 | NR | 2 | IPP Non-CHP | N |  | Y | 86-853-000 | N |  | N | X |  | Niagara Mohawk Power Corp. | 13573 | NY | 32 |  |  | N | [5 empty] | N
16630 | San Gorgonio Farms Inc | 50281 | San Gorgonio Farms Wind Farm | 79 Dillon Road | Whitewater | CA | 92282 | Riverside | 33.9261 | -116.615 | WECC | CISO | California Independent System Operator |  | 22 | NR | 2 | IPP Non-CHP | N |  | Y | 85-234-000; 85-235-000 | N |  | N | X |  | Southern California Edison Co | 17609 | CA | 115 |  |  | N | [5 empty] | X | X
50097 | Verso Luke LLC | 50282 | Luke Mill | 300 Pratt Street | Luke | MD | 21540 | Allegany | 39.4736 | -79.0569 | RFC | PJM | PJM Interconnection, LLC | Potomac River | 322122 | NR | 7 | Industrial CHP | Y | 85-329-000 | N |  | N |  | N | X |  | The Potomac Edison Company | 15263 | MD | 13.8 |  |  | N | MOUNTAINEER GAS CO | Other - Please explain in pipeline notes below. |  |  | no other pipeline connections to report | N | N
49923 | American Eagle Paper Mills | 50284 | American Eagle Paper Mills | 1600 Pennsylvania Avenue | Tyrone | PA | 16686 | Blair | 40.6799 | -78.2335 | RFC | PJM | PJM Interconnection, LLC | Bald Eagle Creek | 322122 | NR | 7 | Industrial CHP | N |  | N |  | N |  | N | X |  | Pennsylvania Electric Co | 14711 | PA | 46 |  |  | N | [5 empty] | N | N
11601 | Marlborough Hydro Corp | 50285 | Lower Village Water Power Project | Lafayette Street | Claremont | NH | 3437 | Sullivan | 43.3743 | -72.3476 | NPCC | ISNE | ISO New England Inc. | Sugar River | 22 | NR | 2 | IPP Non-CHP | N |  | Y | 90-88-000 | N |  | N | X |  | Public Service Co of NH | 15472 | NH | 5 |  |  | N
16929 | SEMASS Partnership | 50290 | SEMASS Resource Recovery | 141 Cranberry Highway | West Wareham | MA | 2576 | Plymouth | 41.8022 | -70.7875 | NPCC | ISNE | ISO New England Inc. | Wells | 22 | NR | 2 | IPP Non-CHP | N |  | N |  | N |  | N | X |  | NSTAR Electric Company | 54913 | MA | 115 |  |  | N |  | Algonquin Gas Transmission Company |  |  |  | N
24457 | Calpine Eastern Corp | 50292 | Bethpage Power Plant | 939 South Broadway | Hicksville | NY | 11801 | Nassau | 40.7469 | -73.4994 | NPCC | NYIS | New York Independent System Operator | Wells | 22 | NR | 2 | IPP Non-CHP | N |  | N |  | N |  |  | X |  | Long Island Power Authority | 11171 | NY | 69 |  |  | N | KEYSPAN ENERGY DBA NATIOAL GRID NY |  |  |  |  | N
19946 | Wadham Energy Ltd Partners | 50293 | Wadham Energy LP | 6247 Meyers Road | Williams | CA | 95987 | Colusa | 39.1062 | -122.1096 | WECC | CISO | California Independent System Operator | Wells | 22 | NR | 2 | IPP Non-CHP | N |  | Y | 85-148-003 | N |  | N | X |  | Pacific Gas & Electric Co | 14328 | CA | 60 |  |  | N |  | PACIFIC GAS |  |  |  | N | X
14362 | Packaging Corp of America | 50296 | Packaging Corp of America | HWY. 57 | Counce | TN | 38326 | Hardin | 35.0471 | -88.2661 | SERC | TVA | Tennessee Valley Authority | Pickwick Lake -Tennessee River | 32213 | NR | 7 | Industrial CHP | Y | 83-389-000 | N |  | N |  | N | X |  | Tennessee Valley Authority | 18642 | TN | 165 |  |  | N |  | AMERICAN MIDSTREAM ALATENN LLC |  |  |  | N | N
20541 | Wheelabrator Environmental Systems | 50298 | Wheelabrator Lassen | 21091 Hawes Rd | Anderson | CA | 96007 | Shasta | 40.4352 | -122.2704 | WECC | CISO | California Independent System Operator | Wells | 22 | NR | 3 | IPP CHP | Y | 81-21-001 | N |  | N |  |  | X |  | Pacific Gas & Electric Co | 14328 | CA | 115 |  |  |  | NSTAR GAS COMPANY
60134 | AltaGas Ripon Energy Inc. | 50299 | AltaGas Ripon Energy Inc. | 944 South Stockton Avenue | Ripon | CA | 95366 | San Joaquin | 37.7325 | -121.116 | WECC | CISO | California Independent System Operator | Municipality | 22 | NR | 2 | IPP Non-CHP | N |  | N |  | N |  | N | X |  | Pacific Gas & Electric Co | 14328 | CA | 115 |  |  | N | PACIFIC GAS | PACIFIC GAS |  |  |  | N | N
54736 | AltaGas Pomona Energy Inc. | 50300 | AltaGas Pomona Energy Inc. | 1507 Mount Vernon Ave. | Pomona | CA | 91768 | Los Angeles | 34.0594 | -117.7742 | WECC | CISO | California Independent System Operator | Municipality | 22 | NR | 2 | IPP Non-CHP | Y | 85-93-000 | N |  | N |  | N | X |  | Southern California Edison Co | 17609 | CA | 66 |  |  | Y | SOUTHERN CALIFORNIA GAS COMPANY |  |  |  |  | N | X
17139 | Shell Oil Co-Deer Park | 50304 | Shell Deer Park | PO Box 100 | Deer Park | TX | 77536 | Harris | 29.7232 | -95.1289 | TRE | ERCO | Electric Reliability Council of Texas, Inc. | Trinity River | 324 | NR | 7 | Industrial CHP | Y | 94-140-000 | N |  | N |  | N | X |  | CenterPoint Energy | 8901 | TX | 138 |  |  | N |  | HOUSTON PL CO LP |  |  |  | N | X
40430 | Lafarge Corp | 50305 | LaFarge Alpena | 1435 Ford Avenue | Alpena | MI | 49707 | Alpena | 45.0699 | -83.4082 | RFC | MISO | Midcontinent Independent Transmission System Operator, Inc.. | Lake Huron | 32731 | NR | 7 | Industrial CHP | N |  | N |  | N |  | N | X |  | Alpena Power Co | 392 | MI | 138 |  |  | N |  | DTE GAS COMPANY |  |  |  | N | X
19533 | University of Oklahoma | 50307 | University of Oklahoma | 160 Fezgar Street | Norman | OK | 73019 | Cleveland | 35.2089 | -97.4424 | SPP | SWPP | Southwest Power Pool | Wells | 611 | NR | 5 | Commercial CHP | Y | 85-42-000 | N |  | N |  |  | X |  | Oklahoma Gas & Electric Co | 14063 | OK | 34.5 |  |  | N | Other - See pipeline notes. |  |  |  |  | N
56389 | Doyon Utilities - Ft. Wainwright | 50308 | Utility Plants Section | Bldg 3595 | Fort Wainwright | AK | 99703 | Fairbanks North Star | 64.8256 | -147.6486 | ASCC |  |  | closed loop cooling pond | 22 | RE | 1 | Electric Utility | N |  | N |  | N |  | N | X |  | Golden Valley Elec Assn Inc | 7353 | AK | 138 |  |  | N
14762 | Pensacola Christian College | 50310 | Standby Generation Plant | 250 Brent Lane | Pensacola | FL | 32503 | Escambia | 30.4736 | -87.2361 | FRCC | SOCO | Southern Company Services, Inc. - Trans | Emerald Coast Utilities Author | 611 | NR | 4 | Commercial Non-CHP | N |  | N |  | N |  |  | X |  | Gulf Power Co | 7801 | FL | 12.74 |  |  | N | ENERGY SERVICES OF PENSACOLA |  |  |  |  | N | X
14539 | Passaic Valley Water Comm | 50311 | Passaic Valley Water Commission | Union Blvd. & Riverview Drive | Totowa | NJ | 7512 | Passaic | 40.8833 | -74.23 | RFC | PJM | PJM Interconnection, LLC | Passaic River | 22 | NR | 2 | IPP Non-CHP | N |  | N |  | N |  | N | X |  | Public Service Elec & Gas Co | 15477 | NJ | 2.4 | 26.4 |  | N | [5 empty] | X | X
57280 | Eagle Creek RE LLC | 50312 | Pembroke Hydro | 100-2 Main Street | Suncook | NH | 3275 | Merrimack | 43.1304 | -71.4536 | NPCC | ISNE | ISO New England Inc. | Sun Cook River | 22 | NR | 2 | IPP Non-CHP | N |  | Y | 85-620-000 | N |  |  | X |  | Public Service Co of NH | 15472 | NH | 34.5 |  |  | N | [5 empty] | N | N
24979 | Ampersand Chasm Hydro LLC | 50315 | Chasm Hydro Partnership | Chasm Rd, Chateaugay | Chateaugay | NY | 12920 | Franklin | 44.9318 | -74.1125 | NPCC | NYIS | New York Independent System Operator | Chaleaugay River | 22 | NR | 2 | IPP Non-CHP | N |  | Y | QF16-905 | N |  | N | X |  | New York State Elec & Gas Corp | 13511 | NY | 34.5 |  |  | N
3283 | Bunge North America East LLC | 50316 | Bunge North America East LLC | 1200 N Second Street | Decatur | IN | 46733 | Adams | 40.8465 | -84.9333 | RFC | PJM | PJM Interconnection, LLC | Municipality | 311 | NR | 7 | Industrial CHP | Y | 89-239-000 | N |  | N |  | N | X |  | Indiana Michigan Power Co | 9324 | IN | 34.5 |  |  | N |  | NORTHERN INDIANA PUBLIC SERVICE CO |  |  |  | N | X
55970 | JHP Pharmaceuticals LLC | 50318 | Par Sterile Products | 870 Parkdale Rd. | Rochester | MI | 48307 | Oakland | 42.6837 | -83.1143 | RFC | MISO | Midcontinent Independent Transmission System Operator, Inc.. | Municipality | 325 | NR | 7 | Industrial CHP | Y | 87-431-000 | N |  | N |  | N | X |  | DTE Electric Company | 5109 | MI | 13 |  |  | N | CONSUMERS ENERGY COMPANY |  |  |  |  | N
26287 | Madera-Chowchilla Power Auth | 50322 | Site 980 65 | Road 400 | Madera | CA | 93637 | Madera | 37.0568 | -119.8997 | WECC | CISO | California Independent System Operator | Friant Dam | 22 | NR | 2 | IPP Non-CHP | N |  | N |  | N |  |  | X |  | Pacific Gas & Electric Co | 14328 | CA | 21 |  |  | N
15286 | Marco Power Inc | 50323 | Marco Ranch | 1 mile West and 4 miles South | Jerome | ID | 83338 | Jerome | 42.6366 | -114.5578 | WECC | IPCO | Idaho Power Company | Northside Canal Hydroelectric | 22 | NR | 2 | IPP Non-CHP | N |  | Y | 85-255-000 | N |  |  | X |  | Idaho Power Co | 9191 | ID | 34.5 |  |  | N
36055 | KTZ Hydro LLC | 50324 | Newfound Hydroelectric | Central Street | Bristol | NH | 3222 | Grafton | 43.59 | -71.733 | NPCC | ISNE | ISO New England Inc. | Newfound Lake | 22 | NR | 2 | IPP Non-CHP | N |  | N |  | N |  | N | X |  | Public Service Co of NH | 15472 | NH | 34.5 |  |  | N | [5 empty] | N | N
14293 | Nalco Co | 50326 | Nalco | 1601 W Diehl Rd | Naperville | IL | 60563 | DuPage | 41.8009 | -88.1972 | RFC | PJM | PJM Interconnection, LLC | municipality | 561 | NR | 5 | Commercial CHP | Y | 85-365-000 | N |  | N |  | N | X |  | City of Naperville - (IL) | 13208 | IL | 12.8 |  |  | N | NICOR GAS |  |  |  |  | N
13389 | Neshkoro Power Assc LLC | 50328 | Byllesby | 30129 Harry Avenue | Cannon Falls | MN | 55009 | Dakota | 44.5119 | -92.9394 | MRO | MISO | Midcontinent Independent Transmission System Operator, Inc.. | Cannon River | 22 | NR | 2 | IPP Non-CHP | N |  | Y | 93-160-000 | N |  | N | X |  | Northern States Power Co - Minnesota | 13781 | MN | 69 |  |  | N
10004 | King County Dept-Natural Res | 50329 | West Point Treatment Plant | 1400 Discovery Park Blvd | Seattle | WA | 98199 | King | 47.6611 | -122.4464 | WECC | SCL | Seattle City Light |  | 22132 | NR | 5 | Commercial CHP | N |  | N |  | N |  | N | X |  | City of Seattle - (WA) | 16868 | WA | 13.8 |  |  | N
7019 | Gay & Robinson Inc | 50333 | Gay Robinson | One Kaumakani Ave | Kaumakani | HI | 96747 | Kauai | 21.9178 | -159.6294 | HICC | NA | No BA | Olokele Ditch | 115 | NR | 6 | Industrial Non-CHP | N |  | N |  | N |  |  | X |  | Kauai Island Utility Cooperative | 10071 | HI | 12 |  |  | N
21690 | Moose International | 50337 | Mooseheart Power House | Route 31 | Mooseheart | IL | 60539 | Kane | 41.8244 | -88.3331 | RFC | PJM | PJM Interconnection, LLC | Wells | 813 | NR | 5 | Commercial CHP | N |  | N |  | N |  |  | X |  | Commonwealth Edison Co | 4110 | IL | 2.4 |  |  | N | NICOR GAS |  |  |  |  | N
15237 | PCS Nitrogen LP | 50341 | PCS Nitrogen Fertilizer LP | 10886 Hwy 75 | Geismar | LA | 70734 | Iberville | 30.227 | -91.0551 | SERC | MISO | Midcontinent Independent Transmission System Operator, Inc.. | PLANT COOLING WATER SYSTEM | 325 | NR | 6 | Industrial Non-CHP | Y | 86-552-000 | N |  | N |  | N | X |  | Entergy Gulf States - LA LLC | 55936 | LA | 230 |  |  | N | [5 empty] | N | X
21148 | Zapco Energy Tactics Corp | 50344 | Smithtown Energy Partners LP | 75 Old Northport Rd. | Kings Park | NY | 11754 | Suffolk | 40.8842 | -73.2436 | NPCC | NYIS | New York Independent System Operator |  | 22 | NR | 2 | IPP Non-CHP | N |  | Y | 92-152-000 | N |  | N | X |  | Long Island Power Authority | 11171 | NY | 13.2
21148 | Zapco Energy Tactics Corp | 50345 | Oyster Bay Energy Partners LP | Bethpage-Sweet Hollow Rd | Old Bethpage | NY | 11804 | Nassau | 40.7683 | -73.4567 | NPCC | NYIS | New York Independent System Operator |  | 22 | NR | 2 | IPP Non-CHP | N |  | Y | 91-153-004 | N |  |  | X |  | Long Island Power Authority | 11171 | NY
21148 | Zapco Energy Tactics Corp | 50346 | Onondaga Energy Partners LP | 5199 S Moral Rd. | Camillus | NY | 13031 | Onondaga | 43.0403 | -76.2844 | NPCC | NYIS | New York Independent System Operator |  | 22 | NR | 2 | IPP Non-CHP | N |  | Y | 87-456-002 | N |  |  | X |  | Niagara Mohawk Power Corp. | 13573 | NY | 13.2
21148 | Zapco Energy Tactics Corp | 50348 | Oceanside Energy | 3737 Long Beach Rd. | Oceanside | NY | 11572 | Nassau | 40.6369 | -73.6383 | NPCC | NYIS | New York Independent System Operator |  | 22 | NR | 2 | IPP Non-CHP | N |  | Y | 89-212-003 | N |  | N | X |  | Long Island Power Authority | 11171 | NY | 13.2
8530 | HYPOWER INC | 50350 | Forks of Butte Hydro Project | DeSabla Powerhouse Access Road | Magalia | CA | 95954 | Butte | 39.8693 | -121.6319 | WECC | CISO | California Independent System Operator | Butte Creek | 22 | NR | 2 | IPP Non-CHP | N |  | Y | 86-485-000 | N |  | N | X |  | Pacific Gas & Electric Co | 14328 | CA | 60 |  |  | N
24793 | Briar-Hydro Associates | 50351 | Rolfe Canal Hydro | 83A Washington Street | Penacook | NH | 3303 | Merrimack | 43.2746 | -71.604 | NPCC | ISNE | ISO New England Inc. | Contoocook River | 22 | NR | 2 | IPP Non-CHP | N |  | Y | 86-713-000 | N |  | N | X |  | Unitil Energy Systems | 24590 | NH | 34.5 |  |  | N | [5 empty] | X | X
12850 | Monterey Cnty Water Res Agency | 50352 | Nacimiento Hydro Project | 10690 Nacimiento Lake Drive | Bradley | CA | 93426 | San Luis Obispo | 35.7986 | -120.8833 | WECC | CISO | California Independent System Operator | Nacimiento Reservoir | 22 | NR | 2 | IPP Non-CHP | N |  | N |  | N |  | N | X |  | Pacific Gas & Electric Co | 14328 | CA | 21 |  |  | N | [5 empty] | N | N
24793 | Briar-Hydro Associates | 50353 | Penacook Lower Falls | Two Commercial Street | Boscawen | NH | 3303 | Merrimack | 43.2858 | -71.595 | NPCC | ISNE | ISO New England Inc. | Contoocook River | 22 | NR | 2 | IPP Non-CHP | N |  | Y | 82-14-000 | N |  | N | X |  | Unitil Energy Systems | 24590 | NH | 34.5 |  |  | N | [5 empty] | X | X
57280 | Eagle Creek RE LLC | 50354 | Newport Hydro | Bridge St. | Newport | NY | 13416 | Herkimer | 43.1853 | -75.0169 | NPCC | NYIS | New York Independent System Operator | West Canada Creek | 22 | NR | 2 | IPP Non-CHP | N |  | Y | 87-643-000 | N |  | N | X |  | Niagara Mohawk Power Corp. | 13573 | NY | 46 |  |  | N | [5 empty] | N | N
17330 | ERP Compliant Coke, LLC | 50359 | Sloss Industries Corp | 3500 35th Avenue North | Birmingham | AL | 35207 | Jefferson | 33.5682 | -86.7987 | SERC | SOCO | Southern Company Services, Inc. - Trans | Lake Purdy | 324 | NR | 7 | Industrial CHP | N |  | N |  | N |  | N | X |  | Alabama Power Co | 195 | AL | 132 |  |  | N | ALABAMA GAS CORP | Alabama Gas Corp |  |  |  | N | X
14243 | Owyhee Irrigation District | 50360 | Michell Butte Power Project | Owyhee Lake Rd | Nyssa | OR | 97913 | Malheur | 43.7719 | -117.155 | WECC | IPCO | Idaho Power Company | Lake Owyhee | 22 | NR | 2 | IPP Non-CHP | N |  | N |  | N |  |  | X |  | Idaho Power Co | 9191 | OR | 69 |  |  | N
14243 | Owyhee Irrigation District | 50361 | Owyhee Dam Power Project | 1475 Owyhee Lake Rd | Nyssa | OR | 97913 | Malheur | 43.6416 | -117.2437 | WECC | IPCO | Idaho Power Company | Lake Owyhee | 22 | NR | 2 | IPP Non-CHP | N |  | N |  | N |  |  | X |  | Idaho Power Co | 9191 | OR | 69 |  |  | N
14243 | Owyhee Irrigation District | 50362 | Tunnel 1 Power Project | 1475 Owyhee Lake Rd | Nyssa | OR | 97913 | Malheur | 43.642 | -117.2327 | WECC | IPCO | Idaho Power Company | Lake Owyhee | 22 | NR | 2 | IPP Non-CHP | N |  | N |  | N |  |  | X |  | Idaho Power Co | 9191 | OR | 69 |  |  | N
55960 | Mesquite Lake Energy Park | 50363 | Mesquite Lake Energy Park Plant 2 | 3559 Highway 111 | Imperial | CA | 92251 | Imperial | 32.9038 | -115.5119 | WECC | IID | Imperial Irrigation District | Colorado River | 22 | NR | 2 | IPP Non-CHP | N |  | Y | 84-433-000 | N |  | N | X |  | Imperial Irrigation District | 9216 | CA | 64 |  |  | N | SOUTHERN CALIFORNIA GAS COMPANY
56889 | Rhode Island LFG Genco | 50365 | Ridgewood Providence Power | 65 Shun Pike | Johnston | RI | 2919 | Providence | 41.8069 | -71.53 | NPCC | ISNE | ISO New England Inc. | City | 22 | NR | 2 | IPP Non-CHP | N |  | Y | 88-356-000; 88-356-002 | N |  |  | X |  | The Narragansett Electric Co | 13214 | RI | 23 |  |  | N
19564 | University of Notre Dame | 50366 | University of Notre Dame | 100 Facilties Building | Notre Dame | IN | 46556 | St Joseph | 41.7094 | -86.2367 | RFC | PJM | PJM Interconnection, LLC | St. Joseph Lake | 611 | NR | 5 | Commercial CHP | N |  | N |  | N |  | N | X |  | Indiana Michigan Power Co | 9324 | IN | 138 |  |  | N | NORTHERN INDIANA PUBLIC SERVICE CO | NORTHERN INDIANA PUBLIC SERVICE CO |  |  |  | N | N
21508 | Cornell University | 50368 | Cornell University Central Heat | Route 366 | Ithaca | NY | 14853 | Tompkins | 42.4428 | -76.4764 | NPCC | NYIS | New York Independent System Operator | Fall Creek | 611 | NR | 5 | Commercial CHP | Y | QF10-13-000 | N |  | N |  | N | X |  | New York State Elec & Gas Corp | 13511 | NY | 115 |  |  | N |  | DOMINION TRANSMISSION INCORPORATED |  |  |  | N | N
24900 | The Mosaic Company, Plant City Facility | 50371 | The Mosaic Company, Plant City Facility | 10608 Paul Buchman Hwy | Plant City | FL | 33565 | Hillsborough | 28.1663 | -82.1388 | FRCC | TEC | Tampa Electric Company | Municipality | 325 | NR | 7 | Industrial CHP | Y | 87-344-000 | N |  | N |  | N | X |  | Tampa Electric Co | 18454 | FL | 69 |  |  | N
13875 | NRG Energy Center Paxton LLC | 50373 | Paxton Creek Cogeneration | 9th & Walnut St | Harrisburg | PA | 17105 | Dauphin | 40.2653 | -76.8771 | RFC | PJM | PJM Interconnection, LLC |  | 22 | NR | 3 | IPP CHP | N |  | N |  | N |  | N | X |  | PPL Electric Utilities Corp | 14715 | PA | 12.5 | 69 |  | N | UGI UTILITIES |  |  |  |  | N | X
30076 | Calleguas Mun Water District | 50375 | East Portal Generator | w/o Devonshire and Larwin | Chatsworth | CA | 91311 | Los Angeles | 34.2619 | -118.6242 | WECC | CISO | California Independent System Operator | Water Pipeline | 22 | NR | 2 | IPP Non-CHP | N |  | Y | 68-68-000 | N |  | N | X |  | Southern California Edison Co | 17609 | CA | 16 |  |  | N | [5 empty] | N | X
42892 | City of Spokane | 50380 | Upriver Dam Hydro Plant | 2701 N Waterworks Avenue | Spokane | WA | 99212 | Spokane | 47.6822 | -117.3319 | WECC | AVA | Avista Corporation | Spokane River | 22 | NR | 2 | IPP Non-CHP | N |  | Y | 87-583-000 | N |  | N | X |  | Avista Corp | 20169 | WA | 13.8 |  |  | N
20032 | Walla Walla City of | 50382 | Twin Reservoirs | 581 Mill Creek Road | Walla Walla | WA | 99362 | Walla Walla | 46.0883 | -118.2547 | WECC | BPAT | Bonneville Power Administration | Mill Creek | 22 | NR | 2 | IPP Non-CHP | N |  | Y | 86-342-000 | N |  |  | X |  | Columbia Rural Elec Assn, Inc | 4041 | WA | 14.4 |  |  | N
57280 | Eagle Creek RE LLC | 50384 | Gregg Falls | 55 Mast Rd | Goffstown | NH | 3045 | Hillsborough | 43.0168 | -71.5679 | NPCC | ISNE | ISO New England Inc. | Piscataquoq River | 22 | NR | 2 | IPP Non-CHP | N |  | Y | 85-619-000 | N |  | N | X |  | Public Service Co of NH | 15472 | NH | 34.5 |  |  | N | [5 empty] | N | N
55846 | Newark Bay Cogeneration Partnership LP | 50385 | Newark Bay Cogeneration Partnership LP | 414-462 Avenue P | Newark | NJ | 7105 | Essex | 40.7197 | -74.13 | RFC | PJM | PJM Interconnection, LLC | City Of Newark | 22 | NR | 2 | IPP Non-CHP | N |  | N |  | N |  | N | X |  | Public Service Elec & Gas Co | 15477 | NJ | 230 |  |  | N | PUBLIC SERVICE ELECTRIC GAS CO | TRANSCONTINENTAL GAS PIPELINE |  |  |  | X
20791 | Windland Inc | 50386 | Windland | 10901 Cameron Road | Mojave | CA | 93501 | Kern | 35.0522 | -118.3581 | WECC | CISO | California Independent System Operator |  | 22 | NR | 2 | IPP Non-CHP | N |  | Y | 91-207-000; 93-61-000 | N |  | N | X |  | Southern California Edison Co | 17609 | CA | 12 |  |  | N | [5 empty] | N | N
4208 | Phillips 66 Company | 50388 | Phillips 66 Carbon Plant | 2101 Franklin Canyon Rd | Rodeo | CA | 94572 | Contra Costa | 38.0181 | -122.2344 | WECC | CISO | California Independent System Operator | East Bay Municipal Utilities | 324 | NR | 7 | Industrial CHP | Y | 84-134-000 | N |  | N |  | N | X |  | Pacific Gas & Electric Co | 14328 | CA | 60 |  |  | N | PACIFIC GAS | PACIFIC GAS |  |  |  | N
15173 | Placid Refining Co LLC | 50389 | Port Allen (LA) | 1940 Louisiana Highway 1 North | Port Allen | LA | 70767 | West Baton Rouge | 30.477 | -91.211 | SERC | MISO | Midcontinent Independent Transmission System Operator, Inc.. |  | 32411 | NR | 7 | Industrial CHP | Y | 84-334-000; 86-31-000 | N |  | N |  | N | X |  | Entergy Gulf States - LA LLC | 55936 | LA | 230 |  |  | N |  | CYPRESS GAS P L CO |  |  |  | N | X
22199 | U S Air Force-Eielson AFB | 50392 | Eielson AFB Central Heat & Power Plant | 2676 Industrail Ave | Eielson AFB | AK | 99702 | Fairbanks North Star | 64.6714 | -147.076 | ASCC |  |  | Cooling Pond / 3 Wells | 928 | NR | 5 | Commercial CHP | N |  | N |  | N |  | N | X |  | Golden Valley Elec Assn Inc | 7353 | AK | 7.2 |  |  | N |  | None
25438 | Friant Power Authority | 50393 | Friant Hydro Facility | 18015 Friant Rd | Friant | CA | 93626 | Fresno | 36.9977 | -119.7035 | WECC | CISO | California Independent System Operator | San Joaquin River | 22 | NR | 2 | IPP Non-CHP | N |  | N |  | N |  |  | X |  | Pacific Gas & Electric Co | 14328 | CA | 70 |  |  | N
5033 | Domtar Industries Inc | 50395 | Georgia-Pacific Corp - Nekoosa Mill | 301 Point Basse Ave | Nekoosa | WI | 54457 | Wood | 44.3142 | -89.8964 | MRO | MISO | Midcontinent Independent Transmission System Operator, Inc.. | Wisconsin River | 322122 | NR | 7 | Industrial CHP | Y | 93-113-000 | Y | 93-113-000 | N |  | N | X |  | Wisconsin Power & Light Co | 20856 | WI | 690 |  |  | N | WISCONSIN GAS COMPANY |  |  |  |  | N | X
16294 | Roseburg Forest Products Co | 50396 | Dillard Complex | 10525 Old Highway 99 South | Dillard | OR | 97432 | Douglas | 43.0895 | -123.4156 | WECC | PACW | PacifiCorp - West | South Umpqua River | 321 | NR | 7 | Industrial CHP | N |  | N |  | N |  | Y | N | OP | PacifiCorp | 14354 | OR | 69 |  |  | N |  | NORTHWEST PIPELINE GP |  |  |  | N | X
14310 | P H Glatfelter Co | 50397 | P H Glatfelter | 228 S. Main Street | Spring Grove | PA | 17362 | York | 39.8709 | -76.8681 | RFC | PJM | PJM Interconnection, LLC | North Codorus Creek | 322122 | NR | 7 | Industrial CHP | Y | 86-292-002 | N |  | N |  | N | X |  | Metropolitan Edison Co | 12390 | PA | 115 |  |  | N | COLUMBIA GAS OF PENNSYLVANIA |  |  |  |  | N | X
30002 | International Paper Co | 50398 | International Paper Savanna Mill | West Lathrop | Savannah | GA | 31402 | Chatham | 32.1004 | -81.1242 | SERC | SOCO | Southern Company Services, Inc. - Trans | Wells | 32213 | NR | 7 | Industrial CHP | Y | 80-23-000 | N |  | N |  | N | X |  | Georgia Power Co | 7140 | GA | 115 |  |  | N |  | SOUTHERN NATURAL GAS COMPANY |  |  |  | X | X
19560 | Tri-Dam Power Authority | 50400 | Sand Bar Power Plant | Forest Service Road | Stanisluas Nat Forest | CA | 95364 | Tuolumne | 38.1861 | -120.15 | WECC | CISO | California Independent System Operator | Middle Fork Stanislous River | 22 | NR | 2 | IPP Non-CHP | N |  | Y | 83-119-000 | N |  | N | X |  | Pacific Gas & Electric Co | 14328 | CA | 115 |  |  | N | [5 empty] | N | X
54837 | INEOS Nitriles Greenlake | 50404 | BP Chemicals Green Lake Plant | 13050 State HWY 185 | Port Lavaca | TX | 77979 | Calhoun | 28.5707 | -96.8333 | TRE | ERCO | Electric Reliability Council of Texas, Inc. | Guadalupe River | 32512 | NR | 6 | Industrial Non-CHP | N |  | Y | 81-37-001 | N |  | N | X |  | AEP Texas Central Company | 3278 | TX | 138 |  |  | N | [5 empty] | N | X
16190 | Sappi Fine Paper North America-Somerset | 50406 | Somerset Plant | 1329 Waterville Rd | Skowhegan | ME | 4976 | Somerset | 44.7035 | -69.6474 | NPCC | ISNE | ISO New England Inc. | Kennebec River | 322122 | NR | 7 | Industrial CHP | Y | 89-116-000 | N |  | N |  | N | X |  | Central Maine Power Co | 3266 | ME | 115 |  |  | N |  | SUMMIT NATURAL GAS |  |  |  | N | X
34672 | DTE Energy Services | 50407 | Mobile Energy Services LLC | 200 Bay Bridge Road | Moble | AL | 36610 | Mobile | 30.7365 | -88.0516 | SERC | SOCO | Southern Company Services, Inc. - Trans | Mobile Area Water And Sewer | 22 | NR | 3 | IPP CHP | Y | 85-494-000 | N |  | N |  | N | X |  | Alabama Power Co | 195 | AL | 115 |  |  | N | MOBILE GAS SVC CORP |  |  |  |  | N
42662 | N E W Hydro LLC | 50408 | Park Mill | 3120 Riverside Avenue | Marinette | WI | 54143 | Marinette | 45.1058 | -87.6514 | MRO | MISO | Midcontinent Independent Transmission System Operator, Inc.. | Menominee River | 322122 | NR | 6 | Industrial Non-CHP | N |  | Y | 95-296-000 | N |  | N | X |  | Wisconsin Public Service Corp | 20860 | WI | 29.5 |  |  | N | [5 empty] | N | N
42662 | N E W Hydro LLC | 50409 | Menominee Mill Marinette | 901 26th Street | Menominee | MI | 49858 | Menominee | 45.1069 | -87.6378 | MRO | MISO | Midcontinent Independent Transmission System Operator, Inc.. | Menominee River | 322122 | NR | 6 | Industrial Non-CHP | N |  | Y | 95-296-000 | N |  | N | X |  | Wisconsin Public Service Corp | 20860 | MI | 29.5 |  |  | N | [5 empty] | N | N
10273 | Kimberly-Clark Corp | 50410 | Chester Operations | Front & Ave of The States | Chester | PA | 19013 | Delaware | 39.8437 | -75.3588 | RFC | PJM | PJM Interconnection, LLC | Delaware River | 322122 | NR | 7 | Industrial CHP | Y | 86-557-000, 86-557-001 | N |  | N |  | N | X |  | PECO Energy Co | 14940 | PA | 69 |  |  | N | PECO ENERGY COMPANY |  |  |  |  | N | N
58485 | Rutgers, The State University of NJ | 50411 | Rutgers Biomedical and Health Cogen | 295 Norfolk Ave. | Newark | NJ | 7103 | Essex | 40.7393 | -74.1876 | RFC | PJM | PJM Interconnection, LLC | Newark Water Company | 622 | NR | 5 | Commercial CHP | N |  | N |  | N |  | N | X |  | Public Service Elec & Gas Co | 15477 | NJ | 26 |  |  | N | PUBLIC SERVICE ELECTRIC GAS CO | PUBLIC SERVICE ELECTRIC & GAS CO |  |  |  | N
21995 | Olmsted County Public Works | 50413 | Olmsted Waste Energy | 301 Silver Creek Road NE | Rochester | MN | 55906 | Olmsted | 44.0261 | -92.4323 | MRO | MISO | Midcontinent Independent Transmission System Operator, Inc.. | Well | 562213 | NR | 5 | Commercial CHP | Y | 85-187-001 | N |  | N |  | N | X |  | Rochester Public Utilities | 16181 | MN | 13.8 |  |  | N | MINNESOTA ENERGY RESOURCES |  |  |  |  | N | X
24793 | Briar-Hydro Associates | 50414 | Penacook Upper Falls Hydro | 19 Crescent Street | Penacook | NH | 3303 | Merrimack | 43.2832 | -71.6008 | NPCC | ISNE | ISO New England Inc. | Contoocook River | 22 | NR | 2 | IPP Non-CHP | N |  | Y | 85-230-000 | N |  | N | X |  | Unitil Energy Systems | 24590 | NH | 34.5 |  |  | N | [5 empty] | X | X
18436 | Ampersand Tannery Island Hydro, LLC | 50416 | Tannery Island Power | One Brown Street | Carthage | NY | 13619 | Jefferson | 43.98 | -75.6131 | NPCC | NYIS | New York Independent System Operator | Black River | 22 | NR | 2 | IPP Non-CHP | N |  | Y | 97-47-000; '97-74-000 | N |  |  | X |  | Niagara Mohawk Power Corp. | 13573 | NY | 23 |  |  | N
21086 | Yakima-Tieton Irrigation Dist | 50421 | Orchard Avenue 1 | 12731 Orchard Ave | Yakima | WA | 98908 | Yakima | 46.5964 | -120.6775 | WECC | PACW | PacifiCorp - West | Tieton River | 22 | NR | 2 | IPP Non-CHP | N |  | Y | 85-587-000 | N |  | N | X |  | PacifiCorp | 14354 | WA | 144 |  |  | N | [5 empty] | X | X
21086 | Yakima-Tieton Irrigation Dist | 50423 | Cowiche | 18968 Summitview Road | Tieton | WA | 98947 | Yakima | 46.6926 | -120.7372 | WECC | PACW | PacifiCorp - West | Tieton River | 22 | NR | 2 | IPP Non-CHP | N |  | Y | 85-587-000 | N |  |  | X |  | PacifiCorp | 14354 | WA | 144 |  |  | N
55965 | Verso Corporation | 50424 | Duluth Paper Mill | 100 North Central Avenue | Duluth | MN | 55807 | St Louis | 46.735 | -92.1621 | MRO | MISO | Midcontinent Independent Transmission System Operator, Inc.. | St Louis River/Lake Superior | 322 | NR | 7 | Industrial CHP | N |  | N |  | N |  | N | X |  | ALLETE, Inc. | 12647 | MN | 13.8 |  |  | N | DULUTH CITY OF |  |  |  |  | N | N
19984 | Warm Springs Forest Prod Indst | 50426 | Warm Springs Forest Products | Bldg 3270, Hwy 26 | Warm Springs | OR | 97761 | Jefferson | 44.7648 | -121.2347 | WECC | PACW | PacifiCorp - West | Deschutes River | 321 | NR | 7 | Industrial CHP | N |  | N |  | N |  | N | X |  | PacifiCorp | 14354 | OR | 12
13487 | New York Zoological Society | 50427 | Bronx Zoo | 2300 Southern Blvd | New York | NY | 10460 | Bronx | 40.8441 | -73.8769 | NPCC | NYIS | New York Independent System Operator |  | 712 | NR | 5 | Commercial CHP | N |  | N |  | N |  | N | X |  | Consolidated Edison Co-NY Inc | 4226 | NY | 4.16 |  |  | N | CONSOLIDATED EDISON NEW YORK INC |  |  |  |  | N
19588 | University of Michigan | 50431 | University of Michigan | 1120 East Huron | Ann Arbor | MI | 48104 | Washtenaw | 42.2812 | -83.7346 | RFC | MISO | Midcontinent Independent Transmission System Operator, Inc.. | Municipality | 611 | NR | 5 | Commercial CHP | Y | 90-38-001 | N |  | N |  | N | X |  | DTE Electric Company | 5109 | MI | 40 |  |  | N |  | DTE GAS COMPANY |  |  |  | N | X
17976 | STS HydroPower Ltd-Ada Dam | 50433 | Ada Dam | 7510 Thornapple River Drive | Ada | MI | 49301 | Kent | 42.9506 | -85.4859 | RFC | MISO | Midcontinent Independent Transmission System Operator, Inc.. | Thornapple River | 22 | NR | 2 | IPP Non-CHP | N |  | Y | 88-150-000 | N |  | N | X |  | Consumers Energy Co | 4254 | MI | 8.3 |  |  | N
18194 | STS Hydropower Ltd | 50435 | Sugarloaf Hydro Plant | 1099 County Road #48 | Leadville | CO | 80461 | Lake | 39.2527 | -106.3748 | WECC | PSCO | Public Service Company of Colorado | Arkansas River | 22 | NR | 2 | IPP Non-CHP | N |  | Y | 88-151-000 | N |  | N | X |  | Public Service Co of Colorado | 15466 | CO | 13.4 |  |  | N
18415 | STS HydroPower Ltd-Cascade Dam | 50436 | Cascade Dam | 3033 Thorncrest | Grand Rapids | MI | 49506 | Kent | 42.9094 | -85.4989 | RFC | MISO | Midcontinent Independent Transmission System Operator, Inc.. | Thornapple River | 22 | NR | 2 | IPP Non-CHP | N |  | N |  | N |  | N | X |  | Consumers Energy Co | 4254 | MI | 8.3 |  |  | N
18419 | STS HydroPower Ltd-French LDam | 50437 | French Landing Dam | 12100 Haggerty Road | Belleville | MI | 48111 | Wayne | 42.2143 | -83.4407 | RFC | MISO | Midcontinent Independent Transmission System Operator, Inc.. | Huron River | 22 | NR | 2 | IPP Non-CHP | N |  | Y | 88-398-000 | N |  | N | X |  | DTE Electric Company | 5109 | MI | 40 |  |  | N
42662 | N E W Hydro LLC | 50439 | Oconto Falls Lower | 106 East Central Avenue | Oconto Falls | WI | 54154 | Oconto | 44.8719 | -88.1439 | RFC | MISO | Midcontinent Independent Transmission System Operator, Inc.. | Oconto River | 322 | NR | 6 | Industrial Non-CHP | N |  | Y | 83-409-000; 95-292-000 | N |  | N | X |  | Wisconsin Electric Power Co | 20847 | WI | 34.5 |  |  | N | [5 empty] | N | N
16721 | S D Warren Co.- Westbrook | 50447 | S D Warren Westbrook | 89 Cumberland St | Westbrook | ME | 4098 | Cumberland | 43.6849 | -70.3532 | NPCC | ISNE | ISO New England Inc. | Presumpscot River | 322122 | NR | 7 | Industrial CHP | N |  | Y | 81-67-002 | N |  | N | X |  | Central Maine Power Co | 3266 | ME | 34.5 |  |  | N | [5 empty] | N | X
9245 | Indeck-Energy Serv Silver Spg | 50449 | Indeck Silver Springs Energy Center | 1 Indeck Drive | Silver Springs | NY | 14550 | Wyoming | 42.6544 | -78.0772 | NPCC | NYIS | New York Independent System Operator | Wells | 22 | NR | 3 | IPP CHP | Y | 88-4-000 | N |  | Y | 06-40-000 | N | X |  | New York State Elec & Gas Corp | 13511 | NY | 115 |  |  | N |  | DOMINION TRANSMISSION INCORPORATED |  |  |  | N | X
9244 | Indeck-Oswego Ltd Partnership | 50450 | Indeck Oswego Energy Center | 105 Mitchell St. | Oswego | NY | 13126 | Oswego | 43.4717 | -76.4935 | NPCC | NYIS | New York Independent System Operator | Municipality | 22 | NR | 3 | IPP CHP | N |  | N |  | Y | 99-192-000 | N | X |  | Niagara Mohawk Power Corp. | 13573 | NY | 115 |  |  | N | NIAGARA MOHAWK DBA NATIONAL GRID |  |  |  |  | N | X
9243 | Indeck-Yerkes Ltd Partnership | 50451 | Indeck Yerkes Energy Center | 1 Sheridan Drive | Tonawanda | NY | 14150 | Erie | 42.9671 | -78.9182 | NPCC | NYIS | New York Independent System Operator | Municipality | 22 | NR | 3 | IPP CHP | Y | 87-39-003 | N |  | Y | 99-190-000 | N | X |  | Niagara Mohawk Power Corp. | 13573 | NY | 115 |  |  | N | NATIONAL FUEL GAS DIST NY |  |  |  |  | N | X
15400 | Procter & Gamble Co | 50456 | Procter & Gamble Cincinnati Plant | 5201 Spring Grove Avenue | Cincinnati | OH | 45217 | Hamilton | 39.175 | -84.5042 | RFC | PJM | PJM Interconnection, LLC | Wells | 339 | NR | 7 | Industrial CHP | N |  | N |  | N |  | N | X |  | Duke Energy Ohio Inc | 3542 | OH | 13.2 |  |  | N | DUKE ENERGY OHIO |  |  |  |  | N | X
9263 | Indeck-Corinth Ltd Partnership | 50458 | Indeck Corinth Energy Center | 24 White Street | Corinth | NY | 12822 | Saratoga | 43.25 | -73.8125 | NPCC | NYIS | New York Independent System Operator | Hudson River | 22 | NR | 3 | IPP CHP | N |  | N |  | N |  | N | X |  | Niagara Mohawk Power Corp. | 13573 | NY | 115 |  |  | N | NIAGARA MOHAWK DBA NATIONAL GRID |  |  |  |  | N | X
7857 | Great Lakes Tissue Co | 50461 | Cheboygan | 437 S Main Street | Cheboygan | MI | 49721 | Cheboygan | 45.6375 | -84.4814 | RFC | MISO | Midcontinent Independent Transmission System Operator, Inc.. | Cheboygan River | 322122 | NR | 6 | Industrial Non-CHP | N |  | N |  | N |  | N | X |  | Consumers Energy Co | 4254 | MI | 2.3 |  |  | N | [5 empty] | X | X
15394 | Procter & Gamble Ppr Prdts Co | 50463 | Procter & Gamble Mehoopany Mill | Route 87 | Mehoopany | PA | 18629 | Wyoming | 41.5743 | -76.0432 | RFC | PJM | PJM Interconnection, LLC | Susquenna River | 322122 | NR | 7 | Industrial CHP | Y | 85-524-000 | N |  | N |  | Y | Y | OP | Pennsylvania Electric Co | 14711 | PA | 115 |  |  | N | UGI PENN NATURAL GAS |  |  |  |  | N | X
15375 | Procter&Gamble Paper Products Co-Oxnard | 50464 | Oxnard | 800 North Rice Avenue | Oxnard | CA | 93030 | Ventura | 34.196 | -119.1667 | WECC | CISO | California Independent System Operator | City of Oxnard | 322122 | NR | 7 | Industrial CHP | Y | 88-175-001 | N |  | N |  | N | X |  | Southern California Edison Co | 17609 | CA | 12 |  |  | N | SOUTHERN CALIFORNIA GAS COMPANY |  |  |  |  | N | X
20542 | Weyerhaeuser Co | 50465 | Flint River Operations | 2449 Stagecoach Road | Oglethorpe | GA | 31068 | Macon | 32.2544 | -84.0667 | SERC | SOCO | Southern Company Services, Inc. - Trans | Flint River | 322 | NR | 7 | Industrial CHP | Y | 06-092 | Y | 15-387 | N |  | N | X |  | Georgia Transmission Corp | 7197 |  | 115 |  |  | N | ATLANTA GAS LT CO |  |  |  |  | N
2522 | Buckeye Florida Ltd Partners | 50466 | Buckeye Florida LP | One Buckeye Drive | Perry | FL | 32347 | Taylor | 30.0688 | -83.5253 | FRCC | FPC | Progress Energy Florida | Wells | 322 | NR | 7 | Industrial CHP | N |  | N |  | N |  | Y | N | OP | Duke Energy Florida, Inc | 6455 | FL | 12.5 |  |  | N |  | FLORIDA GAS TRANSMISSION COMPANY |  |  |  | N | X
55876 | Capitol Broadcasting Company Inc | 50468 | Rocky Mount Mill | 1151 Falls Raod | Rocky Mount | NC | 27804 | Nash | 35.9601 | -77.8024 | SERC | CPLE | Progress Energy Carolinas - EAST | Tar River | 314 | NR | 6 | Industrial Non-CHP | N |  | N |  | N |  | N | X |  | Duke Energy Progress - (NC) | 3046 | NC | 575 |  |  | N
14254 | Oxy Vinyls LP | 50471 | Deer Park Plant | 2800 Battleground Rd | LaPorte | TX | 77536 | Harris | 29.71 | -95.1128 | TRE |  |  | CWA | 325 | NR | 7 | Industrial CHP | N |  | N |  | N |  |  | X
470 | Covanta Energy of Niagara LP | 50472 | Covanta Niagara I, LLC | 100 Energy Blvd & 56th St | Niagara Falls | NY | 14304 | Niagara | 43.0839 | -79.0056 | NPCC | NYIS | New York Independent System Operator | Niagara River & Municipality | 22 | NR | 3 | IPP CHP | Y | 82-83-003, 82-83-002 | N |  | N |  | N | X |  | Niagara Mohawk Power Corp. | 13573 | NY | 115 |  |  | N |  | NATIONAL FUEL GAS SUPPLY CORPORATION |  |  |  | N | X
20558 | White Springs Agrici Chem Inc | 50473 | Suwannee River Chemical Complex | 15843 SE 78th St. | White Springs | FL | 32096 | Hamilton | 30.4447 | -82.7842 | FRCC | FPC | Progress Energy Florida | Wells | 325 | NR | 7 | Industrial CHP | Y | 86-615-000 | N |  | N |  | N | X |  | Progress Energy Florida Inc | 6455 | FL | 115 |  |  |  |  | SOUTH GEORGIA NAT GAS CO
20558 | White Springs Agrici Chem Inc | 50474 | Swift Creek Chemical Complex | 15843 SE 78th St. | White Springs | FL | 32096 | Hamilton | 30.4522 | -82.8644 | FRCC | FPC | Progress Energy Florida | Wells | 325 | NR | 7 | Industrial CHP | Y | 81-69-000 | N |  | N |  | N | X |  | Duke Energy Florida, Inc | 6455 | FL | 115 |  |  | N |  | SOUTHERN NATURAL GAS COMPANY |  |  |  | N | X
5065 | Equistar Chemicals LP | 50475 | Corpus Christi | 1501 McKenzie Road | Corpus Christi | TX | 78410 | Nueces | 27.8111 | -97.5958 | TRE | ERCO | Electric Reliability Council of Texas, Inc. | Municipality | 325 | NR | 7 | Industrial CHP | Y | 88-448-000 | N |  | N |  | N | X |  | AEP Texas Central Company | 3278 | TX | 138 |  |  | N |  | ENTERPRISE TEXAS PIPELINE |  |  |  | N | X
14369 | PCA-Tomahawk Mill | 50476 | Packaging of America Tomahawk Mill | N 9090 County Road E | Tomahawk | WI | 54487 | Lincoln | 45.4431 | -89.7342 | MRO | MISO | Midcontinent Independent Transmission System Operator, Inc.. | Wisconsin River | 322122 | NR | 7 | Industrial CHP | Y | 84-57-000 | N |  | N |  | N | X |  | Wisconsin Public Service Corp | 20860 | WI | 46 |  |  | N | WISCONSIN PUB SVC CORP |  |  |  |  | N | X
7167 | GP Big Island LLC | 50479 | Georgia-Pacific Big Island | 9363 Lee Jackson Highway | Big Island | VA | 24526 | Bedford | 37.534 | -79.357 | RFC | PJM | PJM Interconnection, LLC | James River | 32213 | NR | 7 | Industrial CHP | N |  | Y | 84-158-000 | N |  | N | X |  | Appalachian Power Co | 733 | VA | 69 |  |  | N |  | COLUMBIA GAS TRANSMISSION CORP |  |  |  | N
5610 | Eastman Chemical Co-TN Ops | 50481 | Tennessee Eastman Operations | Eastman Road and Lincoln St | Kingsport | TN | 37662 | Sullivan | 36.5219 | -82.5431 | RFC | PJM | PJM Interconnection, LLC | South Fork - Holston River | 325 | NR | 7 | Industrial CHP | Y | 92-13-000, 92-13-001 | N |  | N |  | N | X |  | Kingsport Power Co | 10331 | TN | 138 |  |  | N |  | EAST TENNESSEE NATURAL GAS LLC |  |  |  | N | X
19365 | United States Sugar Corp | 50482 | Clewiston Sugar House | 1731 South WC Owen Avenue | Clewiston | FL | 33440 | Hendry | 26.7351 | -80.9377 | FRCC | FPC | Progress Energy Florida | Municipality | 111 | NR | 7 | Industrial CHP | Y | 85-57-000 | Y | 85-57-000 | N |  | N | X |  | City of Clewiston | 3774 | FL | 13.8 |  |  | N
19365 | United States Sugar Corp | 50483 | Bryant Sugar House | 36501 Mill Road | Bryant | FL | 33439 | Palm Beach | 26.8142 | -80.6628 | FRCC |  |  | Municipality | 111 | NR | 7 | Industrial CHP | Y | 81-22-000 | Y | 81-22-000 | N |  |  | X
57421 | BayWa r.e Wind LLC | 50485 | Altech III | 19435 Ruppert Street | North Palm Springs | CA | 92258 | Riverside | 33.915 | -116.5551 | WECC | CISO | California Independent System Operator |  | 22 | NR | 2 | IPP Non-CHP | N |  | Y | 85-610-000 | N |  |  | X |  | Southern California Edison Co | 17609 | CA | 34.5 |  |  | N
14306 | Eagle 2 US LLC | 50487 | PPG Powerhouse A | 1300 PPG Drive | Lake Charles | LA | 70602 | Calcasieu | 30.2251 | -93.2813 | SERC | MISO | Midcontinent Independent Transmission System Operator, Inc.. | Calcasieu River/Wells | 325 | NR | 6 | Industrial Non-CHP | N |  | N |  | N |  | N | X |  | Entergy Gulf States - LA LLC | 55936 | LA | 230 |  |  | N |  | TARGA MIDSTREAM SERVICES LLC | GULF SOUTH PIPELINE COMPANY LP | VARIBUS LLC |  | N | X
14306 | Eagle 2 US LLC | 50488 | PPG Riverside | 1300 PPG Drive | Lake Charles | LA | 70602 | Calcasieu | 30.2217 | -93.2807 | SERC | MISO | Midcontinent Independent Transmission System Operator, Inc.. | Calcasieu River/Wells | 325 | NR | 6 | Industrial Non-CHP | N |  | N |  | N |  | N | X |  | Entergy Gulf States - LA LLC | 55936 | LA | 230 |  |  | N |  | TARGA MIDSTREAM SERVICES LLC | GULF SOUTH PIPELINE COMPANY LP | VARIBUS LLC |  | N | X
14306 | Eagle 2 US LLC | 50489 | PPG Powerhouse C | 1300 PPG Drive | Lake Charles | LA | 70602 | Calcasieu | 30.2261 | -93.2952 | SERC | MISO | Midcontinent Independent Transmission System Operator, Inc.. | Sabine River Water and Wells | 325 | NR | 7 | Industrial CHP | Y | 86-1058-000 | N |  | N |  | N | X |  | Entergy Gulf States - LA LLC | 55936 | LA | 230 |  |  | N |  | TARGA MIDSTREAM SERVICES LLC | GULF SOUTH PIPELINE COMPANY LP | VARIBUS LLC |  | N | X
14306 | Eagle 2 US LLC | 50490 | PPG Plant C Caustic | 1300 PPG Drive | Lake Charles | LA | 70602 | Calcasieu | 30.2264 | -93.2938 | SERC | MISO | Midcontinent Independent Transmission System Operator, Inc.. | Sabine River Water and Wells | 325 | NR | 7 | Industrial CHP | Y | 86-1058-000 | N |  | N |  | N | X |  | Entergy Gulf States - LA LLC | 55936 | LA | 230 |  |  | N |  | TARGA MIDSTREAM SERVICES LLC | GULF SOUTH PIPELINE COMPANY LP | VARIBUS LLC |  | N | X
60586 | Westlake Chemical Natrium Plant | 50491 | Axiall Natrium Plant | PO Box 191 | New Martinsville | WV | 26155 | Marshall | 39.7475 | -80.8547 | RFC | PJM | PJM Interconnection, LLC | Ohio River | 325 | NR | 7 | Industrial CHP | Y | 87-251-000 | N |  | N |  | N | X |  | Wheeling Power Co | 20521 | WV | 138 | 69 |  | N | HOPE GAS INC |  |  |  |  | N | N
16764 | City of San Diego | 50492 | Gas Utilization Facility | 1902 Gatchell Road | San Diego | CA | 92106 | San Diego | 32.6792 | -117.2467 | WECC | CISO | California Independent System Operator | Treated Waste Water | 22132 | NR | 5 | Commercial CHP | Y | 82-155-000; '01-89-000 | N |  | N |  | N | X |  | San Diego Gas & Electric Co | 16609 | CA | 15 |  |  | N | SAN DIEGO GAS AND ELECTRIC COMPANY |  |  |  |  | X | X
60662 | WCAC Operating Company | 50493 | Double C Generation Limited Partnership | 10245 Oilfield Road | Bakersfield | CA | 93308 | Kern | 35.5005 | -119.046 | WECC | CISO | California Independent System Operator | Well | 22 | NR | 2 | IPP Non-CHP | N |  | N |  | N |  | N | X |  | Pacific Gas & Electric Co | 14328 | CA | 115 |  |  | N |  | KERN RIVER GAS TRANSMISSION CO |  |  |  | N
60662 | WCAC Operating Company | 50494 | Kern Front Limited | 12241 Oilfield Road | Bakersfield | CA | 93308 | Kern | 35.5165 | -119.0401 | WECC | CISO | California Independent System Operator | Wells | 22 | NR | 2 | IPP Non-CHP | N |  | N |  | N |  | N | X |  | Pacific Gas & Electric Co | 14328 | CA | 115 |  |  | N |  | KERN RIVER GAS TRANSMISSION CO |  |  |  | N
60662 | WCAC Operating Company | 50495 | High Sierra Limited | 10600 Oilfield Road | Bakersfield | CA | 93308 | Kern | 35.509 | -119.0305 | WECC | CISO | California Independent System Operator | Well | 22 | NR | 3 | IPP CHP | Y | 86-442-000 | N |  | N |  | N | X |  | Pacific Gas & Electric Co | 14328 | CA | 115 |  |  | N |  | KERN RIVER GAS TRANSMISSION CO |  |  |  | N
56516 | Morris Energy Operations Company, LLC | 50497 | Bayonne Plant Holding LLC | 10 Hook Road | Bayonne | NJ | 7002 | Hudson | 40.6553 | -74.1124 | RFC | PJM | PJM Interconnection, LLC | Municipality | 22 | NR | 3 | IPP CHP | N |  | N |  | Y | 99-73-000 | N | X |  | Public Service Elec & Gas Co | 15477 | NJ | 138 |  |  | N | PUBLIC SERVICE ELECTRIC GAS CO | TRANSCONTINENTAL GAS PIPELINE |  |  |  | N
50168 | Maxim Power (USA) Inc | 50498 | Capital District Energy Center | 490 Capitol Avenue | Hartford | CT | 6106 | Hartford | 41.7639 | -72.6925 | NPCC | ISNE | ISO New England Inc. | Metropolitan Water District | 22 | NR | 3 | IPP CHP | Y | 86-543-000 | N |  | Y | 02-72-000 | N | X |  | Connecticut Light & Power Co | 4176 | CT | 115 |  |  | N | CONNECTICUT NAT GAS CORP |  |  |  |  | N | N
22175 | PCS Phosphate | 50509 | PCS Phosphate | 1530 NC HWY 306 South | Aurora | NC | 27806 | Beaufort | 35.3763 | -76.7799 | SERC | CPLE | Progress Energy Carolinas - EAST | Castle Haynes Aquifer | 325 | NR | 7 | Industrial CHP | Y | 84-183-000 | N |  | N |  | N | X |  | Duke Energy Progress - (NC) | 3046 | NC | 230 |  |  | N | [5 empty] | X | X
3102 | Mosaic Company | 50510 | Mosaic Co Mulberry Facility | 4000 Highway 60 East | Mulberry | FL | 33860 | Polk | 27.8917 | -81.925 | FRCC | TEC | Tampa Electric Company | Wells | 325311 | NR | 7 | Industrial CHP | Y | 90-146-000 | N |  | N |  |  | X |  | Tampa Electric Co | 18454 | FL | 69
60779 | Black River Hydroelectric, LLC | 50512 | Glen Park Hydroelectric Project | 669 Main Street | Watertown | NY | 13601 | Jefferson | 44.0006 | -75.9612 | NPCC | NYIS | New York Independent System Operator | Black River | 22 | NR | 2 | IPP Non-CHP | N |  | Y | 86-711-000 | Y | 99-230-000 | N | X |  | Niagara Mohawk Power Corp. | 13573 | NY | 115 |  |  | N
18121 | Stillwater Associates | 50513 | Stillwater Reservoir Hydro | Stillwater Dam | Webb | NY | 13350 | Herkimer | 43.8974 | -75.04 | NPCC | NYIS | New York Independent System Operator | Beaver River | 22 | NR | 2 | IPP Non-CHP | N |  | Y | 94-146-000 | N |  |  | X |  | Niagara Mohawk Power Corp. | 13573 | NY | 34.5 |  |  | N
6495 | Fort Miller Associates | 50514 | Fort Miller Hydroelectric Facility | Harris Road | Northumberland | NY | 12871 | Saratoga | 43.1609 | -73.5841 | NPCC | NYIS | New York Independent System Operator | Hudson River | 22 | NR | 2 | IPP Non-CHP | N |  | Y | 4226-001; 4226-002 | N |  |  | X |  | Niagara Mohawk Power Corp. | 13573 | NY | 34.5 |  |  | N
55985 | Tesoro Refining and Marketing Company | 50530 | Equilon Los Angeles Refining | 2101 East Pacific Coast Hwy | Wilmington | CA | 90748 | Los Angeles | 33.7917 | -118.2347 | WECC | LDWP | Los Angeles Department of Water and Power | Wells | 32411 | NR | 7 | Industrial CHP | Y | 82-204-000; 90-90-000 | N |  | N |  | N | X |  | Los Angeles Department of Water & Power | 11208 | CA | 36 |  |  | N | SOUTHERN CALIFORNIA GAS COMPANY |  |  |  |  | N
56899 | Wind Stream Operations LLC | 50532 | Victory Garden (Tehachapi) | 19358 Jameson St., | Tehachapi | CA | 93561 | Kern | 35.0686 | -118.3833 | WECC | CISO | California Independent System Operator |  | 22 | NR | 2 | IPP Non-CHP | N |  | Y | 83-48-000 | N |  | N | X |  | Iowa Lakes Electric Coop | 9425 | IA | 66 |  |  | N
55759 | H H Management LLC | 50533 | Painted Hills | 60105 Westside Drive | Whitewater | CA | 92282 | Riverside | 33.9369 | -116.6183 | WECC | CISO | California Independent System Operator |  | 22 | NR | 2 | IPP Non-CHP | N |  | Y | 85-739-000 | N |  | N | X |  | Southern California Edison Co | 17609 | CA | 115 |  |  | N
58661 | Sustainable Power Group, LLC | 50534 | Santa Clara (85C) | 10619 Altamont Pass Road | Livermore | CA | 94550 | Alameda | 37.7361 | -121.6475 | WECC | CISO | California Independent System Operator |  | 22 | NR | 2 | IPP Non-CHP | N |  | Y | QF86-159 | N |  |  | X |  | Southern California Edison Co | 17609 | CA | 34
11556 | Brookfield Energy Marketing LP | 50535 | Mesa Wind Power Corp | 11001 Whitewater Canyon | North Palm Springs | CA | 92258 | Riverside | 33.9461 | -116.6769 | WECC | CISO | California Independent System Operator |  | 22 | NR | 2 | IPP Non-CHP | N |  | Y | 85-738-000; 85-263-000 | N |  |  | X |  | Southern California Edison Co | 17609 | CA | 133 |  |  | N
17288 | Sky River LLC | 50536 | Sky River LLC | 13000 Jameson Road | Tehachapi | CA | 93561 | Kern | 35.2608 | -118.2469 | WECC | CISO | California Independent System Operator |  | 22 | NR | 2 | IPP Non-CHP | N |  | Y | 91-59-000 | N |  |  | X |  | Southern California Edison Co | 17609 | CA | 230 |  |  | N | [5 empty] | X | X
9297 | IPT SRI Cogeneration Inc | 50537 | SRI International Cogen Project | 333 Ravenswood Ave. Bldg U | Menlo Park | CA | 94025 | San Mateo | 37.4553 | -122.1728 | WECC | CISO | California Independent System Operator | Calaveras, Hetch Hetchy | 561 | NR | 5 | Commercial CHP | Y | 86-312-000 | N |  | N |  | N | X |  | Pacific Gas & Electric Co | 14328 | CA | 12 |  |  | N |  | PACIFIC GAS |  |  |  | N
1966 | Boltonville Hydro Associates | 50539 | Boltonville Hydro Associates | 993 Whitelaw Road | Boltonville | VT | 5081 | Orange | 44.1706 | -72.0994 | NPCC | ISNE | ISO New England Inc. | Wells River | 22 | NR | 2 | IPP Non-CHP | N |  | Y | 84-197-000 | N |  | N | X |  | Green Mountain Power Corp | 7601 | VT | 12.47 |  |  | N | [5 empty] | N | N
2696 | Tesoro Carson Refinery | 50540 | BP Carson Refinery | 2350 E 223rd St | Carson | CA | 90810 | Los Angeles | 33.8153 | -118.2358 | WECC | CISO | California Independent System Operator | Well | 32411 | NR | 6 | Industrial Non-CHP | N |  | N |  | N |  | N | X |  | Southern California Edison Co | 17609 | CA | 230 |  |  | N | SOUTHERN CALIFORNIA GAS COMPANY |  |  |  |  | N
8303 | Harbor Cogeneration Co. | 50541 | Harbor Cogen | 505 Pier B Street | Wilmington | CA | 90744 | Los Angeles | 33.7771 | -118.2303 | WECC | CISO | California Independent System Operator | Municipality | 22 | NR | 2 | IPP Non-CHP | N |  | N |  | Y | 99-58-000 | N | X |  | Southern California Edison Co | 17609 | CA | 220 |  |  | N | SOUTHERN CALIFORNIA GAS COMPANY |  |  |  |  | N
26840 | Port Townsend Paper Co | 50544 | Port Townsend Paper | 100 Papermill Hill Rd | Port Townsend | WA | 98368 | Jefferson | 48.0931 | -122.7958 | WECC | BPAT | Bonneville Power Administration | Bigquilcene Riv &Prttowns Bay | 322 | NR | 7 | Industrial CHP | N |  | N |  | N |  | N | X |  | PUD No 1 of Jefferson County | 59013 | WA | 114 |  |  | N | [5 empty] | Y | N
23576 | Lawrence Hydroelectric Assoc | 50545 | Lawrence Hydroelectric Associates | 9 South Broadway | Lawrence | MA | 1938 | Essex | 42.6994 | -71.1653 | NPCC | ISNE | ISO New England Inc. | Merrimack River | 22 | NR | 2 | IPP Non-CHP | N |  | Y | 80-1-000; '01-25-000 | N |  |  | X |  | Massachusetts Electric Co | 11804 | MA | 23 |  |  | N
13402 | Nevada Irrigation District | 50546 | Bowman | 18400 Bowman Lake Road | Nevada City | CA | 95604 | Nevada | 39.4484 | -120.6534 | WECC | CISO | California Independent System Operator | Bowman Lake | 22 | NR | 2 | IPP Non-CHP | N |  | N |  | N |  | N | X |  | Pacific Gas & Electric Co | 14328 | CA | 60 |  |  | N | [5 empty] | N | N
49751 | FPL Energy Cabazon Wind | 50552 | Cabazon Wind Farm | 19020 N Indian Avenue Bldg 11 | North Palm Springs | CA | 92230 | Riverside | 33.915 | -116.7103 | WECC | CISO | California Independent System Operator |  | 22 | NR | 2 | IPP Non-CHP | N |  | N |  | Y | 99-21-000 |  | X |  | Southern California Edison Co | 17609 | CA | 115 |  |  | N
55963 | AE Power Services LLC | 50553 | Edom Hills Project 1 LLC | 68580 Edom Hill Road | Cathedral City | CA | 92235 | Riverside | 33.8817 | -116.4603 | WECC | CISO | California Independent System Operator |  | 22 | NR | 2 | IPP Non-CHP | N |  | Y | 06-117-001 | N |  | N | X |  | Southern California Edison Co | 17609 | CA | 138 |  |  | N
19876 | Virginia Electric & Power Co | 50555 | Rosemary Power Station | 120 W. 12th Street | Roanoke Rapids | NC | 27870 | Halifax | 36.4517 | -77.6594 | SERC | PJM | PJM Interconnection, LLC | Municipality | 22 | RE | 1 | Electric Utility | N |  | N |  | N |  | N | X |  | Virginia Electric & Power Co | 19876 | NC | 230 |  |  | N |  | TRANSCONTINENTAL GAS PIPELINE |  |  |  | N
17355 | Oklahoma Cogeneration LLC | 50558 | Oklahoma Cogeneration Project | 7425 SW 29th Street | Oklahoma City | OK | 73179 | Oklahoma | 35.4397 | -97.625 | SPP | SWPP | Southwest Power Pool | Municipality | 22 | NR | 3 | IPP CHP | Y | 86-36-001 | N |  | Y | 86-36-003 | N | X |  | Oklahoma Gas & Electric Co | 14063 | OK | 140 |  |  | N | OKLAHOMA NATURAL GAS CO | SOUTHERN STAR CENTRAL GAS PIPELINE | SOUTHERN STAR CENTRAL GAS PIPELINE |  |  | N | X
58650 | IHI Power Services Corp | 50560 | Pacific-Ultrapower Chinese Station | 8755 Enterprise Drive | Jamestown | CA | 95327 | Tuolumne | 37.8741 | -120.4776 | WECC | CISO | California Independent System Operator | Wells | 22 | NR | 2 | IPP Non-CHP | N |  | Y | 84-503-001 | N |  | Y | Y | OA | Pacific Gas & Electric Co | 14328 | CA | 115 |  |  | N
49942 | Eagle Point Power Generation LLC | 50561 | Eagle Point Power Generation | 1250 Crown Point Road | Westville | NJ | 8093 | Gloucester | 39.8746 | -75.1592 | RFC | PJM | PJM Interconnection, LLC | Delaware River | 22 | NR | 2 | IPP Non-CHP | N |  | N |  | N |  | N | X |  | Public Service Elec & Gas Co | 15477 | NJ | 230 |  |  | N | Other - See pipeline notes. | COLUMBIA GAS TRANSMISSION CORP |  |  |  | N | N
54843 | WM Illinois Renewable Energy LLC | 50563 | Settlers Hill Gas Recovery | 1031 East Fabyan Parkway | Batavia | IL | 60510 | Kane | 41.8719 | -88.2877 | RFC | PJM | PJM Interconnection, LLC |  | 22 | NR | 2 | IPP Non-CHP | N |  | Y | 86-831-000 | N |  | N | X |  | City of Geneva- (IL) | 7096 | IL | 13 |  |  | N
54842 | WM Renewable Energy LLC | 50564 | New Milford Gas Recovery | 182-2 Danbury Road | New Milford | CT | 6776 | Litchfield | 41.5477 | -73.4252 | NPCC | ISNE | ISO New England Inc. |  | 22 | NR | 2 | IPP Non-CHP | N |  | Y | 87-200-000 | N |  | N | X |  | Connecticut Light & Power Co | 4176 | CT | 14 |  |  | N | [5 empty] | X | X
54842 | WM Renewable Energy LLC | 50565 | Monroe Livingston Gas Recovery | 1241 South Road | Scottville | NY | 14546 | Monroe | 42.9903 | -77.8011 | NPCC | NYIS | New York Independent System Operator |  | 22 | NR | 2 | IPP Non-CHP | N |  | Y | 86-830-000 | N |  | N | X |  | Niagara Mohawk Power Corp. | 13573 | NY | 35 |  |  | N | [5 empty] | X | X
54843 | WM Illinois Renewable Energy LLC | 50566 | Milam Gas Recovery | 601 Madison Street | East St. Lois | IL | 62202 | St Clair | 38.6603 | -90.1317 | SERC | MISO | Midcontinent Independent Transmission System Operator, Inc.. |  | 22 | NR | 2 | IPP Non-CHP | N |  | Y | 90-139-000 | N |  | N | X |  | Union Electric Co - (MO) | 19436 | MO | 4 |  |  | N | AMEREN ILLINOIS |  |  |  |  | N
54842 | WM Renewable Energy LLC | 50568 | High Acres Gas Recovery | 425 Perinton Parkway | Fairport | NY | 14450 | Monroe | 43.0817 | -77.3817 | NPCC | NYIS | New York Independent System Operator |  | 22 | NR | 2 | IPP Non-CHP | N |  | Y | 87-400-000 | N |  | N | X |  | Rochester Gas & Electric Corp | 16183 | NY | 35 |  |  | N | [5 empty] | X | X
54842 | WM Renewable Energy LLC | 50569 | DFW Gas Recovery | 1600 S. Railroad Street | Lewsiville | TX | 75067 | Denton | 33.0196 | -96.962 | TRE | PNM | Public Service Company of New Mexico |  | 22 | NR | 2 | IPP Non-CHP | N |  | Y | 86-287-000 | N |  | N | X |  | Public Service Co of NM | 15473 | NM | 26 |  |  | N | [5 empty] | X | X
54842 | WM Renewable Energy LLC | 50570 | Chestnut Ridge Gas Recovery | 140 Fleenor Mill Road | Heiskell | TN | 37754 | Anderson | 36.1172 | -84.0317 | SERC | TVA | Tennessee Valley Authority |  | 22 | NR | 2 | IPP Non-CHP | N |  | Y | 90-142-000 | N |  | N | X |  | Knoxville Utilities Board | 10421 | TN | 13 |  |  | N | [5 empty] | X | X
54842 | WM Renewable Energy LLC | 50571 | Altamont Gas Recovery | 10840 Altamont Pass Road | Livermore | CA | 94550 | Alameda | 37.7493 | -121.6499 | WECC | CISO | California Independent System Operator |  | 22 | NR | 2 | IPP Non-CHP | N |  | Y | 87-436-000 | N |  | N | X |  | Pacific Gas & Electric Co | 14328 | CA | 22 |  |  | N | [5 empty] | X | X
54842 | WM Renewable Energy LLC | 50572 | CSL Gas Recovery | 3140 North West 48th Street | Pompano Beach | FL | 33073 | Broward | 26.288 | -80.1665 | FRCC | FPL | Florida Power & Light Company | Municipality | 22 | NR | 2 | IPP Non-CHP | N |  | Y | 86-286-000 | N |  | N | X |  | Florida Power & Light Co | 6452 | FL | 138 |  |  | N | [5 empty] | X | X
54843 | WM Illinois Renewable Energy LLC | 50573 | CID Gas Recovery | 138th & Interstate 94 | Calumet City | IL | 60409 | Cook | 41.6588 | -87.5777 | RFC | PJM | PJM Interconnection, LLC |  | 22 | NR | 2 | IPP Non-CHP | N |  | Y | 86-488-001 | N |  | N | X |  | Commonwealth Edison Co | 4110 | IL | 13 |  |  | N
54843 | WM Illinois Renewable Energy LLC | 50575 | Lake Gas Recovery | 1300 Willow Road | Northbrook | IL | 60062 | Cook | 42.1063 | -87.8137 | RFC | PJM | PJM Interconnection, LLC |  | 22 | NR | 2 | IPP Non-CHP | N |  | Y | 86-489-001; '88-40-000 | N |  | N | X |  | Commonwealth Edison Co | 4110 | IL | 13 |  |  | N
54842 | WM Renewable Energy LLC | 50576 | Metro Gas Recovery | 10712 South 124th Street | Franklin | WI | 53132 | Milwaukee | 42.8506 | -88.0697 | RFC | MISO | Midcontinent Independent Transmission System Operator, Inc.. |  | 22 | NR | 2 | IPP Non-CHP | N |  | Y | 85-492-000 | N |  | N | X |  | Wisconsin Electric Power Co | 20847 | WI | 25 |  |  | N | [5 empty] | X | X
54842 | WM Renewable Energy LLC | 50577 | Omega Hills Gas Recovery | N 96 W 12730 County Line Road | Germantown | WI | 53051 | Washington | 43.1922 | -88.1597 | RFC | MISO | Midcontinent Independent Transmission System Operator, Inc.. |  | 22 | NR | 2 | IPP Non-CHP | N |  | Y | 85-493-000 | N |  | N | X |  | Wisconsin Electric Power Co | 20847 | WI | 25 |  |  | N | [5 empty] | X | X
54842 | WM Renewable Energy LLC | 50578 | Stowe Power Production Plant | 1425 Sell Road | Pottstown | PA | 19464 | Montgomery | 40.2724 | -75.6704 | RFC | PJM | PJM Interconnection, LLC |  | 22 | NR | 2 | IPP Non-CHP | N |  | Y | 86-1065-000 | N |  | N | X |  | PECO Energy Co | 14940 | PA | 35 |  |  | N | [5 empty] | X | X
39245 | Saint John's Health Center | 50610 | Saint Johns Health Center | 2121 Santa Monica blvd | Santa Monica | CA | 90404 | Los Angeles | 34.0303 | -118.4784 | WECC | CISO | California Independent System Operator | City of Santa Monica | 622 | NR | 5 | Commercial CHP | Y | 88-337-000 | N |  | N |  | N | X |  | Southern California Edison Co | 17609 | CA | 16 |  |  | N |  | PHILLIPS UTIL GAS CORP |  |  |  | N | X
58224 | Westwood Generation LLC | 50611 | Westwood Generation LLC | PO Box 312 | Tremont | PA | 17981 | Schuylkill | 40.6191 | -76.45 | RFC | PJM | PJM Interconnection, LLC | Well | 22 | NR | 2 | IPP Non-CHP | N |  | N |  | Y | 99-95-000 | N | X |  | PPL Electric Utilities Corp | 14715 | PA | 69 |  |  | N
60662 | WCAC Operating Company | 50612 | McKittrick Limited | 4905 Reward Road | Bakersfield | CA | 93251 | Kern | 35.3195 | -119.662 | WECC | CISO | California Independent System Operator | Municipality | 22 | NR | 3 | IPP CHP | N |  | N |  | N |  | N | X |  | Pacific Gas & Electric Co | 14328 | CA | 115 |  |  | N |  | KERN RIVER GAS TRANSMISSION CO |  |  |  | N
13008 | Expera Mosinee LLC | 50614 | Expera Specialty Solutions - Mosinee Mill | 100 Main St | Mosinee | WI | 54455 | Marathon | 44.7881 | -89.6917 | MRO | MISO | Midcontinent Independent Transmission System Operator, Inc.. | Wisconsin River | 322 | NR | 7 | Industrial CHP | N |  | N |  | N |  | N | X |  | Wisconsin Public Service Corp | 20860 | WI | 46 |  |  | N |  | ANR PIPELINE COMPANY
55983 | Luminant Generation Company LLC | 50615 | TXU Sweetwater Generating Plant | 1000 Co. Rd 119 | Sweetwater | TX | 79556 | Nolan | 32.4928 | -100.365 | TRE | ERCO | Electric Reliability Council of Texas, Inc. | Municipality | 22 | NR | 3 | IPP CHP | N |  | N |  | Y | 01-243-000 |  | X |  |  |  |  | 345
54876 | Flambeau River Papers | 50620 | Flambeau River Papers | 200 North First Avenue | Park Falls | WI | 54552 | Price | 45.9356 | -90.4472 | MRO | MISO | Midcontinent Independent Transmission System Operator, Inc.. | Flambeau River | 322 | NR | 7 | Industrial CHP | N |  | N |  | N |  | N | X |  | Northern States Power Co | 13780 | WI | 34.5 |  |  | N |  | NORTHERN NATURAL GAS
18000 | State of Rhode Island | 50621 | Central Power Plant | Power Road | Cranston | RI | 2920 | Providence | 41.745 | -71.4584 | NPCC | ISNE | ISO New England Inc. | Providence Water Supply | 622 | NR | 5 | Commercial CHP | N |  | N |  | N |  | N | X |  | The Narragansett Electric Co | 13214 | RI | 2.5 |  |  | N | Other - See pipeline notes. |  |  |  | National Grid | N
1569 | Berry Petroleum Co | 50622 | Berry Cogen Tanne Hills 18 | 29063 Hwy 33 | Maricopa | CA | 93252 | Kern | 35.0898 | -119.4409 | WECC | CISO | California Independent System Operator |  | 211 | NR | 7 | Industrial CHP | Y | 87-106-000 | N |  | N |  | N | X |  | Pacific Gas & Electric Co | 14328 | CA | 69 |  |  | N | Other - See pipeline notes. |  |  |  | Kern River/Mojave | N | N
15174 | Freeport McMoRan Oil & Gas | 50623 | Gaviota Oil Plant | 17100 Calle Mariposa Reina | Goleta | CA | 93117 | Santa Barbara | 34.4751 | -120.2051 | WECC | CISO | California Independent System Operator |  | 324 | NR | 7 | Industrial CHP | Y | 84-486-000 | N |  | N |  | N | X |  | Southern California Edison Co | 17609 | CA | 16.5 |  |  | N | SOUTHERN CALIFORNIA GAS COMPANY |  |  |  |  | N | X
60657 | Torrance Refining Company, LLC | 50624 | Torrance Refining Company, LLC | 3700 West 190th Street | Torrance | CA | 90509 | Los Angeles | 33.8534 | -118.33 | WECC | CISO | California Independent System Operator | Recycled Water | 32411 | NR | 7 | Industrial CHP | Y | 06-15-000 | N |  | N |  |  | X |  | Southern California Edison Co | 17609 | CA | 12 |  |  | N | SOUTHERN CALIFORNIA GAS COMPANY |  |  |  |  | N
6090 | ExxonMobil Oil Corp | 50625 | ExxonMobil Beaumont Refinery | 1795 Burt St. | Beaumont | TX | 77701 | Jefferson | 30.0636 | -94.0753 | SERC | MISO | Midcontinent Independent Transmission System Operator, Inc.. | Lower Neches Valley Authority | 32411 | NR | 7 | Industrial CHP | Y | 90-20-000, '04-63-000 | N |  | N |  | N | X |  | Entergy Texas Inc. | 55937 | TX | 138 |  |  | N |  | HOUSTON PL CO LP | DCP MIDSTREAM LP | Other - Please explain in pipeline notes below. | OTHER PIPELINE CONNECTIONS INCLUDE: KINDER MORGAN TEJAS PIPELINE LLC KINDER MORGAN TEXAS PIPELINE LLC CENTANA INTRASTATE PIPELINE LP | N | X
56392 | Chalmette Refining LLC | 50626 | Chalmette Refining LLC | 500 W. St.Bernard Hwy | Chalmette | LA | 70043 | St Bernard | 29.9383 | -89.97 | SERC | MISO | Midcontinent Independent Transmission System Operator, Inc.. |  | 32411 | NR | 6 | Industrial Non-CHP | N |  | N |  | N |  |  | X |  | Entergy Louisiana LLC | 11241 | LA | 230 |  |  | N | [5 empty] | X | X
5519 | ExxonMobil Oil Corp | 50627 | ExxonMobil Oil Joliet Refinery | Route 55 Arsenal Road East | Channahon | IL | 60410 | Will | 41.4167 | -88.1833 | RFC | PJM | PJM Interconnection, LLC | Desplaines River | 32411 | NR | 7 | Industrial CHP | Y | 86-682-000; 86-683-001 | N |  | N |  | N | X |  | Commonwealth Edison Co | 4110 | IL | 34.5 |  |  | N |  | MIDWESTERN GAS TRANSMISSION COMPANY
19691 | Paulsboro Refining Company - LLC | 50628 | Paulsboro Refinery | 800 Billingsport Road | Paulsboro | NJ | 8066 | Gloucester | 39.84 | -75.2583 | RFC | PJM | PJM Interconnection, LLC | Delaware River | 32411 | NR | 7 | Industrial CHP | Y | 87-335-001; 87-335-002 | N |  | N |  | N | X |  | Atlantic City Electric Co | 963 | NJ | 69 |  |  | N | SOUTH JERSEY GAS COMPANY | TEXAS EASTERN TRANSMISSION LP |  |  |  | N | N
4482 | Covanta Lake Inc | 50629 | Covanta Lake County Energy | 3830 Rogers Industrial Park Rd | Okahumpka | FL | 34762 | Lake | 28.7402 | -81.8892 | FRCC | FPC | Progress Energy Florida | Wells | 22 | NR | 2 | IPP Non-CHP | N |  | Y | 85-74-000 | N |  | N | X |  | Duke Energy Florida, Inc | 6455 | FL | 69 |  |  | N |  | FLORIDA GAS TRANSMISSION COMPANY |  |  |  | N | X
4476 | Covanta Marion Inc | 50630 | Covanta Marion Inc | 4850 Broolake Road NE | Brooks | OR | 97305 | Marion | 45.0485 | -122.9628 | WECC | PGE | Portland General Electric Company | Wells | 22 | NR | 2 | IPP Non-CHP | N |  | Y | 83-118-000 | N |  | N | X |  | Portland General Electric Co | 15248 | OR | 57 |  |  | N | NORTHWEST NATURAL GAS CO |  |  |  |  | N
4498 | Covanta Stanislaus Inc | 50632 | Covanta Stanislaus Energy | 4040 Fink Rd | Crows Landing | CA | 95313 | Stanislaus | 37.3853 | -121.141 | WECC | CISO | California Independent System Operator | Wells | 22 | NR | 2 | IPP Non-CHP | N |  | Y | 86-366-000 | N |  | N | X |  | Pacific Gas & Electric Co | 14328 | CA | 60 |  |  | N
3102 | Mosaic Company | 50633 | Mosaic Co Bartow Facility | 3200 Highway 60 West | Bartow | FL | 33830 | Polk | 27.908 | -81.9185 | FRCC | TEC | Tampa Electric Company | Wells | 325311 | NR | 7 | Industrial CHP | Y | 85-521-001; '85-521-002 | N |  | N |  | N | X |  | Tampa Electric Co | 18454 | FL | 69 |  |  | N | [5 empty] | N | X
2138 | Brainerd Public Utilities | 50636 | Brainerd Public Utilities | 1501 Mill Ave NE | Brainerd | MN | 56401 | Crow Wing | 46.3758 | -94.1817 | MRO | MISO | Midcontinent Independent Transmission System Operator, Inc.. | Mississippi River | 22 | RE | 1 | Electric Utility | N |  | Y | 85-708-000 | N |  | N | X |  | Brainerd Public Utilities | 2138 | MN | 34 |  |  | N | CENTERPOINT ENERGY |  |  |  |  | X | X
56225 | Clearwater Paper Corporation | 50637 | Clearwater Paper IPP Lewiston | 803 Mill Rd | Lewiston | ID | 83501 | Nez Perce | 46.4231 | -116.9764 | WECC | AVA | Avista Corporation | Clearwater River | 32213 | NR | 7 | Industrial CHP | Y | 83-142-000; '83-143-000; '83-144-000; '92-64-000 | N |  | N |  | N | X |  | Avista Corp | 20169 | ID | 34.5 |  |  | N |  | NORTHWEST PIPELINE GP |  |  |  | N
56225 | Clearwater Paper Corporation | 50638 | Clearwater Paper APP CB | 5082 Hwy 4 North | Arkansas City | AR | 71630 | Desha | 33.7061 | -91.2371 | SERC | MISO | Midcontinent Independent Transmission System Operator, Inc.. | Mississippi River | 32213 | NR | 7 | Industrial CHP | N |  | N |  | Y | 85-710-000 | N | X |  | Entergy Arkansas Inc | 814 | AR | 115 |  |  | N | Other - See pipeline notes. |  |  |  |  | N | X
16653 | Sappi Cloquet LLC | 50639 | Sappi Cloquet Mill | 2201 Avenue B | Cloquet | MN | 55720 | Carlton | 46.7243 | -92.4298 | MRO | MISO | Midcontinent Independent Transmission System Operator, Inc.. | Lake Superior | 322122 | NR | 7 | Industrial CHP | Y | 85-706-000; '85-706-001; '02-061-000 | Y | 02-363-007 | N |  | N | X |  | ALLETE, Inc. | 12647 | MN | 115 |  |  | N | MINNESOTA ENERGY RESOURCES |  |  |  |  | N | X
15262 | Potlatch Land and Lumber LLC | 50640 | Warren Lumber Mill | 810 West Pine St | Warren | AR | 71671 | Bradley | 33.6206 | -92.0789 | SERC | MISO | Midcontinent Independent Transmission System Operator, Inc.. | Municipality, Wells | 321 | NR | 7 | Industrial CHP | Y | 86-268-000; 86-270-000; 86-269-000; 86-272-000 | N |  | N |  | Y | Y | OP | Entergy Arkansas Inc | 814 | AR | 13.8 |  |  | N | [5 empty] | N | X
4497 | Covanta Indianapolis Inc | 50647 | Covanta Indianapolis Energy | 2320 S. Harding Street | Indianapolis | IN | 46221 | Marion | 39.7345 | -86.1891 | RFC | MISO | Midcontinent Independent Transmission System Operator, Inc.. | Municipality | 562212 | NR | 5 | Commercial CHP | N |  | N |  | N |  | N | X |  | Indianapolis Power & Light Co | 9273 | IN | 34.5 |  |  | N |  | None |  |  |  | N
4474 | Covanta Bristol Inc | 50648 | Covanta Bristol Energy | 170 Enterprise Dr | Bristol | CT | 6010 | Hartford | 41.6492 | -72.9153 | NPCC | ISNE | ISO New England Inc. | Municipality | 22 | NR | 2 | IPP Non-CHP | N |  | Y | 85-582-000 | N |  | N | X |  | Connecticut Light & Power Co | 4176 | CT | 13.8 |  |  | N |  | Algonquin Gas Transmission Company |  |  |  | N | N
4484 | Covanta Babylon Inc | 50649 | Covanta Babylon Inc | 125 Gleam Street | West Babylon | NY | 11704 | Suffolk | 40.7348 | -73.3868 | NPCC | NYIS | New York Independent System Operator | Wells | 562213 | NR | 4 | Commercial Non-CHP | N |  | Y | 86-113-000 | N |  | N | X |  | Long Island Power Authority | 11171 | NY | 69 |  |  | N | [5 empty] | X | X
1950 | ReEnergy Stratton LLC | 50650 | ReEnergy Stratton LLC | Rt. 27 | Stratton | ME | 4982 | Franklin | 45.1406 | -70.4256 | NPCC | ISNE | ISO New England Inc. | Wells | 22 | NR | 2 | IPP Non-CHP | N |  | Y | 86-514-001 | N |  | N | X |  | Central Maine Power Co | 3266 | ME | 120 |  |  | N
2598 | Burrows Paper Corp | 50652 | Lyonsdale Associates | Lyonsdale Road | Lyons Falls | NY | 13368 | Lewis | 43.6189 | -75.3055 | NPCC | NYIS | New York Independent System Operator | Moose River | 22 | NR | 2 | IPP Non-CHP | N |  | Y | 85-48-000 | N |  |  | X |  | Niagara Mohawk Power Corp. | 13573 | NY | 115 |  |  | N | [5 empty] | N | N
34691 | Ormat Nevada Inc | 50654 | Steamboat Hills LP | 20590 Wedge Parkway | Reno | NV | 89521 | Washoe | 39.37 | -119.7669 | WECC | NEVP | Nevada Power Company | Wells | 22 | NR | 2 | IPP Non-CHP | N |  | Y | 87-383-000 | N |  |  | X |  | Sierra Pacific Power Co | 17166 | NV | 120 |  |  | N
9097 | Huntington Resource Recovery | 50656 | Huntington Resource Recovery Facility | 99 Town Line Road | East Northport | NY | 11731 | Suffolk | 40.8814 | -73.2906 | NPCC | NYIS | New York Independent System Operator | Suffolk County Water Authority | 22 | NR | 2 | IPP Non-CHP | N |  | Y | 88-274-000 | N |  | N | X |  | Long Island Power Authority | 11171 | NY | 69 |  |  | N
49760 | Covanta Montgomery, Inc. | 50657 | Montgomery County Resource Recovery | 21204 Martinsburg Rd | Dickerson | MD | 20842 | Montgomery | 39.2006 | -77.4556 | RFC | PJM | PJM Interconnection, LLC | Mirant Discharge Canal | 22 | NR | 2 | IPP Non-CHP | N |  | Y | 90-185-001 | N |  | N | X |  | Potomac Electric Power Co | 15270 | MD | 69 |  |  | N |  | WASHINGTON GAS LIGHT COMPANY |  |  |  | N
4425 | Covanta Fairfax Inc | 50658 | Covanta Fairfax Energy | 9898 Furnace Road | Lorton | VA | 22079 | Fairfax | 38.695 | -77.2411 | SERC | PJM | PJM Interconnection, LLC | Municipality | 22 | NR | 2 | IPP Non-CHP | N |  | Y | 87-605-000 | N |  | N | X |  | Virginia Electric & Power Co | 19876 | VA | 230 |  |  | N |  | WASHINGTON GAS LIGHT COMPANY |  |  |  | N
56316 | Covanta Tulsa Renewable Energy LLC | 50660 | Covanta Tulsa Renewable Energy LLC | 2122 S. Yukon Ave | Tulsa | OK | 74107 | Tulsa | 36.1319 | -96.0181 | SPP | SWPP | Southwest Power Pool | Municipality | 32411 | NR | 7 | Industrial CHP | N |  | N |  | N |  | N | X |  | Public Service Co of Oklahoma | 15474 | OK | 69 |  |  | N | OKLAHOMA NATURAL GAS CO |  |  |  |  | N
13982 | Ogden Projects Inc-Haverhill | 50661 | Covanta Haverhill | 100 Recovery Way | Haverhill | MA | 1835 | Essex | 42.765 | -71.1242 | NPCC | ISNE | ISO New England Inc. | Municipality | 22 | NR | 2 | IPP Non-CHP | N |  | Y | 87-58-000 | N |  | N | X |  | Massachusetts Electric Co | 11804 | MA | 23 |  |  | N | [5 empty] | N
4487 | Covanta Onondega LP | 50662 | Onondaga County Resource Recovery | 5801 Rock Cut Road | Jamesville | NY | 13078 | Onondaga | 43.0047 | -76.1149 | NPCC | NYIS | New York Independent System Operator | NA | 562213 | NR | 4 | Commercial Non-CHP | N |  | Y | 92-85-000 | N |  | N | X |  | Niagara Mohawk Power Corp. | 13573 | NY | 115 |  |  | N | NIAGARA MOHAWK DBA NATIONAL GRID |  |  |  |  | N | N
4496 | Covanta Alexandria/Arlington | 50663 | Covanta Alexandria/Arlington Energy | 5301 Eisenhower Ave | Alexandria | VA | 22304 | Alexandria City | 38.8014 | -77.1288 | SERC | PJM | PJM Interconnection, LLC | Municipality | 562213 | NR | 4 | Commercial Non-CHP | N |  | Y | 85-142-000 | N |  | N | X |  | Virginia Electric & Power Co | 19876 | VA | 13.8 |  |  | N
14519 | Pasco County | 50666 | Pasco Cnty Solid Waste Resource Recovery | 14230 hays road | Spring Hill | FL | 34610 | Pasco | 28.3681 | -82.5583 | FRCC | FPC | Progress Energy Florida | Municipality | 22 | NR | 2 | IPP Non-CHP | N |  | Y | 86-1096-000 | N |  | N | X |  | Duke Energy Florida, Inc | 6455 | FL | 115 |  |  | N
14395 | Palm Springs City of | 50674 | Municipal Cogen Plant | 205 N. El Cielo | Palm Springs | CA | 92263 | Riverside | 33.8247 | -116.5106 | WECC | CISO | California Independent System Operator | Desert Water Agency | 92 | NR | 4 | Commercial Non-CHP | Y | 84-25-000 | N |  | N |  | N | X |  | Southern California Edison Co | 17609 | CA | 12 |  |  | N | SOUTHERN CALIFORNIA GAS COMPANY |  |  |  |  | N | X
56838 | KEI (Maine) Power Management (III) LLC | 50688 | Gardiner | 563 Water Street | Gardiner | ME | 4345 | Kennebec | 44.2218 | -69.7857 | NPCC | ISNE | ISO New England Inc. | Cobbosseecontee River | 22 | NR | 2 | IPP Non-CHP | N |  | Y | 89-228-001 | N |  |  | X |  | Central Maine Power Co | 3266 | ME | 12 |  |  | N | [5 empty] | N | X
2770 | Terra-Gen Operating Co LLC | 50690 | San Gorgonio Westwinds II LLC | 19435 Ruppert Street | N Palm Springs | CA | 92258 | Riverside | 33.934 | -116.5781 | WECC | CISO | California Independent System Operator |  | 22 | NR | 2 | IPP Non-CHP | N |  | Y | 85-188-001; 85-8-01; 89-344-001 | N |  |  | X |  | Southern California Edison Co | 17609 | CA | 34 |  |  | N
14155 | Orange County Sanitation Dist | 50696 | Plant No 1 Orange County | 10844 Ellis Avenue | Fountain Valley | CA | 92708 | Orange | 33.6942 | -117.9381 | WECC | CISO | California Independent System Operator | Treated Waste Water | 562212 | NR | 5 | Commercial CHP | Y | 87-519-000 | N |  | N |  | N | X |  | Southern California Edison Co | 17609 | CA | 66 |  |  | N | SOUTHERN CALIFORNIA GAS COMPANY |  |  |  |  | N | X
56837 | KEI (Maine) Power Management (II) LLC | 50699 | Pumpkin Hill | 172 Tannery Road | Lowell | ME | 4967 | Penobscot | 45.1868 | -68.4649 | NPCC | ISNE | ISO New England Inc. | Passadumkeag River | 22 | NR | 2 | IPP Non-CHP | N |  | Y | 06-325-000 | N |  | N | X |  | Emera Maine | 1179 | ME | 12.5 |  |  | N | [5 empty] | N | X
15795 | William G. Reed Jr | 50700 | Lilliwaup Falls Generating | 601 N. Lilliwaup St | Lilliwaup | WA | 98555 | Mason | 47.4706 | -123.1153 | WECC | BPAT | Bonneville Power Administration | Lilliwaup Creek | 22 | NR | 2 | IPP Non-CHP | N |  | Y | QF15-137-000 | N |  | N | X |  | PUD No 1 of Mason County | 22355 | WA | 12.5 | 7.2 |  | N
4211 | Consolidated Hydro NH, Inc | 50702 | Salmon Falls | Liberty Street | South Berwick | ME | 3908 | York | 43.227 | -70.8109 | NPCC | ISNE | ISO New England Inc. | Salmon Falls River | 22 | NR | 2 | IPP Non-CHP | N |  | Y | 01-20-000 | N |  |  | X |  | Public Service Co of NH | 15472 | NH | 4.16 |  |  | N
17902 | Somersworth Hydro Company, Inc. | 50704 | Somersworth Lower Great Dam | 82 Buffumsville Road | Somersworth | NH | 3878 | Strafford | 43.2511 | -70.8408 | NPCC | ISNE | ISO New England Inc. | Salmon Falls River | 22 | NR | 2 | IPP Non-CHP | N |  | Y | 01-21-000 | N |  |  | X |  | Public Service Co of NH | 15472 | NH | 41.6 |  |  | N
30151 | Tri-State G & T Assn, Inc | 50707 | JM Shafer Generating Station | 6811 Weld County Road 31 | Ft. Lupton | CO | 80621 | Weld | 40.0986 | -104.7736 | WECC | PSCO | Public Service Company of Colorado | Municipality | 22 | RE | 1 | Electric Utility | N |  | N |  | N |  | N | X |  | Public Service Co of Colorado | 15466 | CO | 230 |  |  | N |  | COLORADO INTERSTATE GAS COMPANY LLC |  |  |  | N
18814 | Thermo Greeley LLC | 50709 | Thermo Greeley | 846 N 6th Ave | Greeley | CO | 80631 | Weld | 40.4406 | -104.6863 | WECC | PSCO | Public Service Company of Colorado | Municipality | 22 | NR | 3 | IPP CHP | Y | 96-35-000 | N |  | N |  | N | X |  | Public Service Co of Colorado | 15466 | CO | 115 |  |  | N |  | DCP MIDSTREAM LP |  |  |  | N | X
19511 | University of Alaska | 50711 | University of Alaska Fairbanks | 802 Alumni drive | Fairbanks | AK | 99775 | Fairbanks North Star | 64.8542 | -147.8221 | ASCC |  |  | Municipality | 611 | NR | 5 | Commercial CHP | N |  | N |  | N |  | N | X |  | Golden Valley Elec Assn Inc | 7353 | AK | 69 |  |  | N | FAIRBANKS NATURAL GAS |  |  |  |  | N | X
7601 | Green Mountain Power Corp | 50713 | Huntington Falls | 32 Morgan Horse Farm Road | Weybridge | VT | 5753 | Addison | 44.0703 | -73.1961 | NPCC | ISNE | ISO New England Inc. | Otter Creek | 22 | RE | 1 | Electric Utility | N |  | Y | 80-17-000 | N |  |  | X |  | Green Mountain Power Corp | 7601 | VT | 46 |  |  | N
22696 | Notch Butte Hydro Co Inc | 50718 | Notch Butte Hydro | 190 Arkoosh Road | Shoshone | ID | 83352 | Lincoln | 42.9544 | -114.4626 | WECC | IPCO | Idaho Power Company | Littlewood River | 22 | NR | 2 | IPP Non-CHP | N |  | Y | 88-3-000 | N |  |  | X |  | Idaho Power Co | 9191 | ID | 2 |  |  | N
54843 | WM Illinois Renewable Energy LLC | 50721 | Tazewell Gas Recovery | 3550 E. Washington Street | East Peoria | IL | 61611 | Tazewell | 40.6817 | -89.5167 | SERC | MISO | Midcontinent Independent Transmission System Operator, Inc.. |  | 22 | NR | 2 | IPP Non-CHP | N |  | Y | 88-270-000 | N |  | N | X |  | Ameren Illinois Company | 56697 | IL | 13 |  |  | N
2836 | BP America Inc | 50722 | BP Naperville Cogeneration Facility | 150 West Warrenville | Naperville | IL | 60563 | DuPage | 41.8108 | -88.1486 | RFC | PJM | PJM Interconnection, LLC | City Of Naperville | 324 | NR | 7 | Industrial CHP | Y | 89-305-001 | N |  | N |  | N | X |  | City of Naperville - (IL) | 13208 | IL | 34 |  |  | N | NICOR GAS | Other - Please explain in pipeline notes below. |  |  | The generator is connected to a LDC (NICOR GAS) | N | N
6529 | Exxon Mobil Production Co | 50728 | ExxonMobil Garden City Gas Plant | Hwy 317 S 1/2 mile, Hwy 90, | Centerville | LA | 70522 | St Mary | 29.7 | -91.55 | SERC |  |  | Municipality | 211 | NR | 7 | Industrial CHP | N |  | N |  | N |  |  | X
19517 | United States Steel- Clairton | 50729 | Clairton Works | 400 State St. | Clairton | PA | 15025 | Allegheny | 40.3097 | -79.8819 | RFC | PJM | PJM Interconnection, LLC | Monongahela River | 3311 | NR | 7 | Industrial CHP | N |  | N |  | N |  | N | X |  | Duquesne Light Co | 5487 | PA | 138 |  |  | N | Other - See pipeline notes. | Other - Please explain in pipeline notes below. |  |  | No natural gas fired generators | X | X
19370 | United States Steel Corporation | 50730 | Fairfield Works | 5700 Valley Road | Fairfield | AL | 35064 | Jefferson | 33.4885 | -86.9212 | SERC | SOCO | Southern Company Services, Inc. - Trans | Inland Lake | 3311 | NR | 6 | Industrial Non-CHP | N |  | N |  | N |  |  | X |  | Alabama Power Co | 195 | AL | 44 |  |  | N |  | SOUTHERN NATURAL GAS COMPANY |  |  |  | N
19519 | United States Steel-Mon Valley | 50732 | Mon Valley Works | Camp Hollow Road | Dravosburg | PA | 15034 | Allegheny | 40.3925 | -79.8564 | RFC | PJM | PJM Interconnection, LLC | Monongahela River | 3311 | NR | 7 | Industrial CHP | N |  | N |  | N |  | N | X |  | Duquesne Light Co | 5487 | PA | 138 |  |  | N |  | Other - Please explain in pipeline notes below. |  |  |  | X | X
19526 | United States Steel-Gary | 50733 | Gary Works | 1 North Broadway | Gary | IN | 46402 | Lake | 41.6224 | -87.3289 | RFC | MISO | Midcontinent Independent Transmission System Operator, Inc.. | Lake Michigan | 3311 | NR | 7 | Industrial CHP | N |  | N |  | N |  |  | X |  | Northern Indiana Pub Serv Co | 13756 | IN | 138 |  |  | N |  | NORTHERN INDIANA PUBLIC SERVICE CO |  |  |  | N | N
57182 | ReEnergy Sterling CT LP | 50736 | Exeter Energy LP | P.O. Box 188 | Sterling | CT | 6377 | Windham | 41.7124 | -71.8223 | NPCC | ISNE | ISO New England Inc. | Sterling Municipal Water Co | 22 | NR | 2 | IPP Non-CHP | N |  | N |  | Y | 01-174-000 | N | X |  | Connecticut Light & Power Co | 4176 | CT | 115 |  |  | N
15085 | Pinetree Power- Tamworth LLC. | 50739 | Pinetree Power Tamworth | 469 Plains Rd | Tamworth | NH | 3886 | Carroll | 43.8358 | -71.1967 | NPCC | ISNE | ISO New England Inc. | Wells | 22 | NR | 2 | IPP Non-CHP | N |  | Y | 86-511-000 | N |  | N | X |  | Public Service Co of NH | 15472 | NH | 115 |  |  | N | [5 empty] | N | X
15213 | Pontook Operating LP | 50741 | Pontook Hydro Facility | 48 Hydro Drive | Dummer | NH | 3588 | Coos | 44.6328 | -71.2474 | NPCC | ISNE | ISO New England Inc. | Androscoggin River | 22 | NR | 2 | IPP Non-CHP | N |  | Y | 85-528-000 | N |  |  | X |  | Public Service Co of NH | 15472 | NH | 115 |  |  | N
18020 | Starrett City Inc | 50743 | Starrett City Cogen Facility | 165 Elmira Loop | Brooklyn | NY | 11239 | Kings | 40.6492 | -73.8792 | NPCC | NYIS | New York Independent System Operator | NYC Dep | 521 | NR | 5 | Commercial CHP | Y | 85-654-000 | N |  | N |  | N | X |  | Consolidated Edison Co-NY Inc | 4226 | NY | 4.16 |  |  | N | KEYSPAN ENERGY DBA NATIOAL GRID NY |  |  |  |  | N | X
14182 | Sterling Power Partners LP | 50744 | Sterling Power Plant | 110 East Seneca Street | Sherrill | NY | 13461 | Oneida | 43.0803 | -75.601 | NPCC | NYIS | New York Independent System Operator | Municipality | 22 | NR | 2 | IPP Non-CHP | N |  | N |  | N |  | N | X |  | Niagara Mohawk Power Corp. | 13573 | NY | 115 |  |  | N | Other - See pipeline notes. |  |  |  |  | N | X
2871 | OLS Energy-Agnews Inc. | 50748 | Agnews Power Plant | 3800 Cisco Way | San Jose | CA | 95134 | Santa Clara | 37.4058 | -121.9272 | WECC | CISO | California Independent System Operator | Municipality | 22 | NR | 2 | IPP Non-CHP | N |  | N |  | N |  | N | X |  | Pacific Gas & Electric Co | 14328 | CA | 115 |  |  | N |  | PACIFIC GAS |  |  |  | N | X
23005 | Aera Energy LLC-Coalinga | 50750 | Coalinga Cogeneration Facility | 29010 Shell Rd | Coalinga | CA | 93210 | Fresno | 36.1703 | -120.3641 | WECC | CISO | California Independent System Operator | Municipality | 211 | NR | 7 | Industrial CHP | Y | 87-201 | N |  | N |  | N | X |  | Pacific Gas & Electric Co | 14328 | CA | 70 |  |  | N |  | PACIFIC GAS |  |  |  | N
54713 | Chevron USA Inc | 50751 | Southeast Kern River Cogen | 3500 Alfred Harrel Hwy | Bakersfield | CA | 93308 | Kern | 35.4206 | -118.9644 | WECC | CISO | California Independent System Operator | Wells | 211 | NR | 7 | Industrial CHP | Y | 87-202-000 | N |  | N |  | N | X |  | Pacific Gas & Electric Co | 14328 | CA | 115 |  |  | N | Other - See pipeline notes. | MOJAVE PIPELINE CO LLC |  |  | San Joaquin Fuel System; Owned/Operated by Chevron North America Exploration and Production (CNAEP) | N | X
164 | AERA Energy LLC | 50752 | South Belridge Cogeneration Facility | 19590 Seventh Standard Rd | McKittrick | CA | 93251 | Kern | 35.4386 | -119.7075 | WECC | CISO | California Independent System Operator |  | 211 | NR | 7 | Industrial CHP | Y | 87-230-000 | N |  | N |  | N | X |  | Pacific Gas & Electric Co | 14328 | CA | 115 |  |  | N | SOUTHERN CALIFORNIA GAS COMPANY |  |  |  |  | N | X
13938 | Oak Creek Energy System Inc II | 50754 | Oak Creek Energy Systems I | 14633 Willow Springs Rd. | Mojave | CA | 93501 | Kern | 35.0439 | -118.2764 | WECC | CISO | California Independent System Operator |  | 22 | NR | 2 | IPP Non-CHP | N |  | Y | 99-66-000 | N |  |  | X |  | Southern California Edison Co | 17609 | CA | 66 |  |  | N
12745 | Modesto Irrigation District | 50755 | New Hogan Power Plant | 2713 Hogan Dam Road | Valley Springs | CA | 95252 | Calaveras | 38.1496 | -120.8149 | WECC | CISO | California Independent System Operator | New Hogan Reservoir | 22 | RE | 1 | Electric Utility | N |  | Y | 85-28-000 | N |  | N | X |  | Pacific Gas & Electric Co | 14328 | CA | 69 |  |  | N | [5 empty] | N | X
19013 | Topsham Hydro Partners | 50758 | Pejepscot Hydroelectric Project | 110 Pejepscot Village | Topsham | ME | 4086 | Sagadahoc | 43.9574 | -70.0242 | NPCC | ISNE | ISO New England Inc. | Hydroelectric | 22 | NR | 2 | IPP Non-CHP | N |  | Y | 84-258-001 | N |  |  | X |  | Central Maine Power Co | 3266 | ME | 34.5 |  |  | N
57144 | Northbrook Carthage LLC | 50759 | West End Dam Hydroelectric Project | 695 West End Avenue | Carthage | NY | 13619 | Jefferson | 43.9829 | -75.6206 | NPCC | NYIS | New York Independent System Operator | Hydroelectric-River | 22 | NR | 2 | IPP Non-CHP | N |  | Y | 84-353-000 | N |  | N | X |  | Niagara Mohawk Power Corp. | 13573 | NY | 23 |  |  | N
56764 | USG Nevada LLC | 50760 | Empire | P.O. Box 135 | P.O. Box 135 | NV | 89412 | Washoe | 40.3714 | -119.4092 | WECC | NEVP | Nevada Power Company | Cooling Wells | 22 | NR | 2 | IPP Non-CHP | N |  | Y | 87-512-001 | N |  | N | X |  | Sierra Pacific Power Co | 17166 | NV | 69
34691 | Ormat Nevada Inc | 50762 | Ormesa IH | 3300 East Evan Hewes Highway | Holtville | CA | 92250 | Imperial | 32.7842 | -115.2475 | WECC | IID | Imperial Irrigation District | Imperial Irrigation Water Dist | 22 | NR | 2 | IPP Non-CHP | N |  | Y | 88-532-003 | N |  |  | X |  | Imperial Irrigation District | 9216 | CA | 92 |  |  | N
34691 | Ormat Nevada Inc | 50763 | Steamboat 1 | 1010 Power Plant Drive | Reno | NV | 89521 | Washoe | 39.3939 | -119.7537 | WECC | NEVP | Nevada Power Company | Wells | 22 | NR | 2 | IPP Non-CHP | N |  | Y | 87-397-000 | N |  |  | X |  | Sierra Pacific Power Co | 17166 | NV | 120 |  |  | N
34691 | Ormat Nevada Inc | 50764 | Ormesa IE | 3300 East Evan Hewes Highway | Holtville | CA | 92250 | Imperial | 32.8041 | -115.2475 | WECC | IID | Imperial Irrigation District | Imperial Irrigation Water Dist | 22 | NR | 2 | IPP Non-CHP | N |  | Y | 88-381-000 | N |  |  | X |  | Imperial Irrigation District | 9216 | CA | 92 |  |  | N
50131 | Enel Stillwater LLC | 50765 | Stillwater Facility | 4785 Lawrence Lane | Fallon | NV | 89406 | Churchill | 39.5475 | -118.5556 | WECC | NEVP | Nevada Power Company | Wells | 22 | NR | 2 | IPP Non-CHP | N |  | Y | 87-039-000; 89-039-000 | N |  |  | X |  | Sierra Pacific Power Co | 17166 | NV | 60 |  |  | N
34691 | Ormat Nevada Inc | 50766 | Ormesa I | 3300 East Evan Hewes Highway | Holtville | CA | 92250 | Imperial | 32.8156 | -115.2568 | WECC | IID | Imperial Irrigation District | Imperial Irrigation Water Dist | 22 | NR | 2 | IPP Non-CHP | N |  | N |  | N |  |  | X |  | Imperial Irrigation District | 9216 | CA | 92 |  |  | N
57184 | Ampersand Mount Ida Hydro LLC | 50768 | Forestport | Canal Rd | Forestport | NY | 13421 | Oneida | 43.4425 | -75.2159 | NPCC | NYIS | New York Independent System Operator | Black River | 22 | NR | 2 | IPP Non-CHP | N |  | Y | 88-415-000 | N |  |  | X |  | Niagara Mohawk Power Corp. | 13573 | NY | 46 |  |  | N
19781 | Viking Energy Corp | 50770 | Viking Energy of McBain | 6751 W. Gerwoude Dr | McBain | MI | 49657 | Missaukee | 44.204 | -85.2206 | RFC | MISO | Midcontinent Independent Transmission System Operator, Inc.. | Wells | 22 | NR | 2 | IPP Non-CHP | N |  | Y | 84-399-002 | N |  | N | X |  | Consumers Energy Co | 4254 | MI | 46 |  |  | N | CONSUMERS ENERGY COMPANY |  |  |  |  | X | X
19900 | Viking Energy Corp | 50771 | Viking Energy of Northumberland | 909 Cannery Road | Northumberland | PA | 17857 | Northumberland | 40.9172 | -76.8146 | RFC | PJM | PJM Interconnection, LLC | Wells | 22 | NR | 3 | IPP CHP | N |  | Y | 84-348-006 | N |  | N | X |  | PPL Electric Utilities Corp | 14715 | PA | 69 |  |  | N | UGI PENN NATURAL GAS |  |  |  |  | N | N
19781 | Viking Energy Corp | 50772 | Viking Energy of Lincoln | 509 West State Rd | Lincoln | MI | 48742 | Alcona | 44.68 | -83.4167 | RFC | MISO | Midcontinent Independent Transmission System Operator, Inc.. | Wells | 22 | NR | 2 | IPP Non-CHP | N |  | Y | 84-349-005 | N |  | N | X |  | ITC Transmission | 56068 | MI | 138 |  |  | N | CONSUMERS ENERGY COMPANY |  |  |  |  | X | X
54827 | Telogia Power LLC | 50774 | Telogia Power | 20082 Telogia Power Road | Telogia | FL | 32334 | Liberty | 30.3349 | -84.8182 | FRCC | FPC | Progress Energy Florida | Wells | 22 | NR | 2 | IPP Non-CHP | N |  | Y | 86-611-000 | N |  | Y | N | OP | Duke Energy Florida, Inc | 6455 | FL | 69 |  |  | N
14432 | Panther Creek Power Operating, LLC | 50776 | Panther Creek Energy Facility | 4 Dennison Road | Nesquehoning | PA | 18240 | Carbon | 40.8556 | -75.8781 | RFC | PJM | PJM Interconnection, LLC | Municipality Resevoir | 22 | NR | 2 | IPP Non-CHP | N |  | Y | 87-059-012 | N |  | N | X |  | Metropolitan Edison Co | 12390 | PA | 69 |  |  | N
21148 | Zapco Energy Tactics Corp | 50782 | Taylor Energy Partners LP | 1050 Union Street | Taylor | PA | 18517 | Lackawanna | 41.3878 | -75.7172 | RFC | PJM | PJM Interconnection, LLC |  | 22 | NR | 2 | IPP Non-CHP | N |  | Y | 86-1071-000 | N |  |  | X |  | PPL Electric Utilities Corp | 14715 | PA | 13.8
21148 | Zapco Energy Tactics Corp | 50788 | Lafayette Energy Partners LP | 23 Old Beaver Run Road | Branchville | NJ | 7826 | Sussex | 41.175 | -74.7631 | RFC | PJM | PJM Interconnection, LLC |  | 22 | NR | 2 | IPP Non-CHP | N |  | N |  | N |  | N | X |  | Jersey Central Power & Lt Co | 9726 | OH | 4.8
55914 | GE Energy Financial Services | 50799 | Parlin Power Plant | 790 Washington Road | Parlin | NJ | 8859 | Middlesex | 40.4607 | -74.3272 | RFC | PJM | PJM Interconnection, LLC | Municipality | 22 | NR | 2 | IPP Non-CHP | N |  | N |  | Y | 08-649-000 | N | X |  | Jersey Central Power & Lt Co | 9726 | NJ | 230 |  |  | N | PUBLIC SERVICE ELECTRIC GAS CO | TRANSCONTINENTAL GAS PIPELINE |  |  |  | N | X
18153 | RockTenn-Uncasville | 50801 | Uncasville Mill | 125 Depot Road | Uncasville | CT | 6382 | New London | 41.4336 | -72.0983 | NPCC | ISNE | ISO New England Inc. | Gair Pond | 32213 | NR | 7 | Industrial CHP | Y | 88-453-00 | N |  | N |  | N | X |  | Connecticut Light & Power Co | 4176 | CT | 13.2 |  |  |  | YANKEE GAS SVC CO
27718 | RockTenn-Seminole | 50803 | Seminole Mill | 9649 East Port Rd | Jacksonville | FL | 32218 | Duval | 30.4178 | -81.5978 | FRCC | JEA | JEA | Deep Wells, Recycle | 32213 | NR | 7 | Industrial CHP | Y | 88-220-000 | N |  | N |  | N | X |  | JEA | 9617 | FL | 138 |  |  | N | PEOPLES GAS SYS |  |  |  |  | N | X
20505 | International Paper Port Wentworth Mill | 50804 | Port Wentworth Mill | 1 Bonnybridge Road | Port Wentworth | GA | 31407 | Chatham | 32.1561 | -81.1586 | SERC | SOCO | Southern Company Services, Inc. - Trans | Municipality | 322 | NR | 7 | Industrial CHP | Y | 01-127-003 | Y | 01-127-003 | N |  | N | X |  | Georgia Power Co | 7140 | GA | 46 |  |  | N |  | SOUTHERN NATURAL GAS COMPANY |  |  |  | N | X
18162 | WestRock-Florence | 50806 | Florence Mill | Paper Mill Road | Florence | SC | 29506 | Florence | 34.1497 | -79.5606 | SERC | CPLE | Progress Energy Carolinas - EAST | Great Pee Dee River | 322122 | NR | 7 | Industrial CHP | Y | 85-102-001; 85-102-002 | N |  | N |  | N | X |  | Duke Energy Progress - (NC) | 3046 | SC | 115 |  |  | N |  | TRANSCONTINENTAL GAS PIPELINE |  |  |  | N | X
18157 | WestRock Corp-Panama City | 50807 | WestRock Panama City Mill | One Everitt Ave | Panama City | FL | 32401 | Bay | 30.142 | -85.6211 | FRCC | SOCO | Southern Company Services, Inc. - Trans | Municipality | 322122 | NR | 7 | Industrial CHP | N |  | N |  | N |  | Y | N | OP | Gulf Power Co | 7801 | FL | 40 |  |  | N |  | FLORIDA GAS TRANSMISSION COMPANY |  |  |  | X | X
18155 | Westrock (LA) | 50810 | Westrock Hodge (LA) | Mill Street | Hodge | LA | 71247 | Jackson | 32.2752 | -92.7277 | SERC | MISO | Midcontinent Independent Transmission System Operator, Inc.. | Wells | 322122 | NR | 7 | Industrial CHP | N |  | N |  | N |  | Y | N | OP | Entergy Louisiana LLC | 11241 | LA | 13.8 |  |  | N | Other - See pipeline notes. |  |  |  | We do not have any gas-fired generators. We only use gas in our boilers. | N
18147 | RockTenn-Hopewell | 50813 | Hopewell Mill | 910 Industrial St. | Hopewell | VA | 23860 | Hopewell City | 37.2914 | -77.2816 | SERC | PJM | PJM Interconnection, LLC | Appomatox & James Rivers | 32213 | NR | 7 | Industrial CHP | Y | 87-350-004 | N |  | N |  | Y | Y | OP | Virginia Electric & Power Co | 19876 | VA | 13.8 |  |  | N
55879 | Optim Energy LLC | 50815 | Optim Energy Altura Cogen LLC | 2330 Sheldon Road | Channelview | TX | 77530 | Harris | 29.8161 | -95.1077 | TRE | ERCO | Electric Reliability Council of Texas, Inc. | San Jacinto River Basin | 22 | NR | 3 | IPP CHP | Y | 83-355-0012 | N |  | N |  | N | X |  | CenterPoint Energy | 8901 | TX | 138 |  |  | N |  | KINDER MORGAN TEJAS PIPELINE LLC | HOUSTON PL CO LP |  |  | N | X
58661 | Sustainable Power Group, LLC | 50818 | Dyer Road | 14740 Altamont Pass Road | Tracy | CA | 95391 | San Joaquin | 37.7392 | -121.4322 | WECC | CISO | California Independent System Operator | Municipality | 22 | NR | 2 | IPP Non-CHP | N |  | Y | QF05-78 | N |  | N | X |  | Pacific Gas & Electric Co | 14328 | CA | 34
58661 | Sustainable Power Group, LLC | 50819 | ESI Project | 14740 Altamont Pass Road | Tracy | CA | 95376 | Alameda | 37.7392 | -121.4322 | WECC | CISO | California Independent System Operator | Municipality | 22 | NR | 2 | IPP Non-CHP | N |  | Y | QF05-78 | N |  |  | X |  | Pacific Gas & Electric Co | 14328 | CA
59901 | Yavi Energy LLC | 50820 | East Winds Project | 5400 N Indian Canyon Drive | Palm Springs | CA | 92262 | Riverside | 33.8909 | -116.5415 | WECC | CISO | California Independent System Operator |  | 22 | NR | 2 | IPP Non-CHP | N |  | Y | 85-229-000 | N |  | N | X |  | Southern California Edison Co | 17609 | CA | 34 |  |  | N | [5 empty] | X | X
2770 | Terra-Gen Operating Co LLC | 50821 | Mojave 16 | 7021 Oak Creek Road | Mojave | CA | 93501 | Kern | 35.045 | -118.2642 | WECC | CISO | California Independent System Operator |  | 22 | NR | 2 | IPP Non-CHP | N |  | Y | 88-364-000 | N |  |  | X |  | Southern California Edison Co | 17609 | CA | 230 |  |  | N
2770 | Terra-Gen Operating Co LLC | 50822 | Mojave 17 | 7021 Oak Creek Road | Mojave | CA | 93501 | Kern | 35.044 | -118.2765 | WECC | CISO | California Independent System Operator |  | 22 | NR | 2 | IPP Non-CHP | N |  | Y | 88-364-000 | N |  |  | X |  | Southern California Edison Co | 17609 | CA | 230 |  |  | N
2770 | Terra-Gen Operating Co LLC | 50823 | Mojave 18 | 7021 Oak Creek Road | Mojave | CA | 93501 | Kern | 35.046 | -118.2757 | WECC | CISO | California Independent System Operator |  | 22 | NR | 2 | IPP Non-CHP | N |  | Y | 88-368-000 | N |  |  | X |  | Southern California Edison Co | 17609 | CA | 230 |  |  | N
56545 | Pattern Operators LP | 50826 | Tres Vaqueros Wind Farms LLC | 8001 N. Vasco Road | Livermore | CA | 94550 | Contra Costa | 37.7719 | -121.74 | WECC | CISO | California Independent System Operator | n/a | 22 | NR | 2 | IPP Non-CHP | N |  | Y | 85-668-001 | N |  | N | X |  | Pacific Gas & Electric Co | 14328 | CA | 230 |  |  | N | [5 empty] | X | X
19314 | Twin Falls Hydro Associates LP | 50827 | Twin Falls Hydro | 49032 Southeast 177th Street | North Bend | WA | 98033 | King | 47.4446 | -121.6878 | WECC | PSEI | Puget Sound Energy | Snoqualmie River | 22 | NR | 2 | IPP Non-CHP | N |  | Y | 82-224 | N |  |  | X |  | Puget Sound Energy Inc | 15500 | WA | 230 |  |  | N
13876 | Nove Investments I LLC | 50831 | Nove Power Plant | 1 Parr Blvd | Richmond | CA | 94801 | Contra Costa | 37.9676 | -122.382 | WECC | CISO | California Independent System Operator |  | 22 | NR | 2 | IPP Non-CHP | N |  | Y | 85-215-001 | N |  | N | X |  | City of Alameda | 207 | CA | 12 |  |  | N | [5 empty] | N | X
3477 | City of Chicopee - (MA) | 50832 | Chicopee Hydroelectric Station | Main Street | Chicopee | MA | 1020 | Hampden | 42.1596 | -72.5828 | NPCC | ISNE | ISO New England Inc. | Chicopee River | 22 | RE | 1 | Electric Utility | N |  | N |  | N |  | N | X |  | City of Chicopee - (MA) | 3477 | MA | 13.8 |  |  | N | [5 empty] | X | X
18414 | TES Filer City Station LP | 50835 | TES Filer City Station | 700 Mee St. | Filer City | MI | 49634 | Manistee | 44.2173 | -86.2891 | RFC | MISO | Midcontinent Independent Transmission System Operator, Inc.. | Manistee Lake | 22 | NR | 3 | IPP CHP | Y | 87-481-001 | N |  | N |  | N | X |  | ITC Transmission | 56068 | MI | 138 |  |  | N |  | DTE GAS COMPANY |  |  |  | N | X
16899 | SERRF Joint Powers Authority | 50837 | Southeast Resource Recovery | 120 Pier S. Ave | Long Beach | CA | 90802 | Los Angeles | 33.7592 | -118.2399 | WECC | CISO | California Independent System Operator | Municipality | 22 | NR | 3 | IPP CHP | N |  | Y | 86-105-000 | N |  | N | X |  | Southern California Edison Co | 17609 | CA | 66 |  |  | N | LONG BEACH CITY OF |  |  |  |  | N | X
56097 | Gramercy Holdings LLC | 50846 | Gramercy Holdings LLC | 1111 Airline Highway | Gramercy | LA | 70052 | St James | 30.054 | -90.6693 | SERC | MISO | Midcontinent Independent Transmission System Operator, Inc.. | Mississippi River | 331 | NR | 7 | Industrial CHP | Y | 83-176-000 | N |  | N |  | N | X |  | Entergy Louisiana LLC | 11241 | LA | 13.8 |  |  | N |  | GULF SOUTH PIPELINE COMPANY LP | ACADIAN GAS P L SYS | CHEVRONTEXACO |  | N | N
49905 | Olympus Power | 50849 | PE Berkeley | Frank Schlessenger Way Oxford | Berkeley | CA | 94720 | Alameda | 37.8703 | -122.2634 | WECC | CISO | California Independent System Operator | East Bay MWD | 611 | NR | 5 | Commercial CHP | Y | 84-496-000; 91-69-000 | N |  | N |  | N | X |  | Pacific Gas & Electric Co | 14328 | CA | 12 |  |  | N | Other - See pipeline notes. | PACIFIC GAS |  |  |  | N
14265 | OLS Energy-Chino | 50850 | OLS Energy Chino | 5601 Eucalyptus Ave. | Chino | CA | 91710 | San Bernardino | 33.9896 | -117.6809 | WECC | CISO | California Independent System Operator | Municipality | 22 | NR | 3 | IPP CHP | Y | 84-443-000; '91-66-000 | N |  | N |  | N | X |  | Southern California Edison Co | 17609 | CA | 66 |  |  | N | SOUTHERN CALIFORNIA GAS COMPANY |  |  |  |  | N | X
56835 | CSUCI Site Authority | 50851 | CSUCI Site Authority | 1947 W. Potrero Rd | Camarillo | CA | 93012 | Ventura | 34.162 | -119.0479 | WECC | CISO | California Independent System Operator | Municipality | 22 | NR | 3 | IPP CHP | Y | 84-447-000; '91-70-000 | N |  | N |  | N | X |  | Southern California Edison Co | 17609 | CA | 66 |  |  | N | SOUTHERN CALIFORNIA GAS COMPANY | Other - Please explain in pipeline notes below. |  |  | No additional Pipeline Connections | N | N
56516 | Morris Energy Operations Company, LLC | 50852 | Elmwood Energy Holdings LLC | 15 River Road | Elmwood Park | NJ | 7407 | Bergen | 40.9053 | -74.1304 | RFC | PJM | PJM Interconnection, LLC | Municipality | 22 | NR | 2 | IPP Non-CHP | N |  | N |  | N |  | N | X |  | Public Service Elec & Gas Co | 15477 | NJ | 26 |  |  | N | PUBLIC SERVICE ELECTRIC GAS CO | TRANSCONTINENTAL GAS PIPELINE |  |  |  | N
8633 | Hillsborough County | 50858 | Hillsborough County Resource Recovery | 350 Falkenburg Road N | Tampa | FL | 33619 | Hillsborough | 27.9549 | -82.3405 | FRCC | TEC | Tampa Electric Company | Municipality | 22 | NR | 2 | IPP Non-CHP | N |  | Y | 83-405-000 | N |  | N | X |  | Tampa Electric Co | 18454 | FL | 69 |  |  | N | [5 empty] | N | N
4447 | Covanta Lancaster Inc | 50859 | Lancaster County Resource Recovery | 1911 River Road | Brainbridge | PA | 17502 | Lancaster | 40.0711 | -76.6436 | RFC | PJM | PJM Interconnection, LLC | Municipality, Waste | 22 | NR | 2 | IPP Non-CHP | N |  | Y | 87-434-000 | N |  | N | X |  | Metropolitan Edison Co | 12390 | PA | 69 |  |  | N | [5 empty] | N | N
10162 | Kent County | 50860 | Kent County Waste to Energy Facility | 950 Market Avenue, SW | Grand Rapids | MI | 49503 | Kent | 42.9496 | -85.6932 | RFC | MISO | Midcontinent Independent Transmission System Operator, Inc.. | Grand River | 562213 | NR | 4 | Commercial Non-CHP | N |  | Y | 87-264-000 | N |  | N | X |  | Consumers Energy Co | 4254 | MI | 46 |  |  | N |  | DTE GAS COMPANY |  |  |  | N | X
16636 | Sargent Canyon Cogeneration Co | 50864 | Sargent Canyon Cogeneration | P. O. Box 81018 | Bakersfield | CA | 93450 | Monterey | 35.9359 | -120.8408 | WECC | CISO | California Independent System Operator | Cooling Municipality | 22 | NR | 3 | IPP CHP | N |  | N |  | N |  |  | X |  | Pacific Gas & Electric Co | 14328 | CA | 220 |  |  | N |  | Other - Please explain in pipeline notes below. |  |  |  | N
16506 | Salinas River Cogeneration Co | 50865 | Salinas River Cogeneration | 27 miles north of Paso Robles | San Ardo | CA | 93450 | Monterey | 35.9515 | -120.8679 | WECC | CISO | California Independent System Operator | Cooling Municipality | 22 | NR | 3 | IPP CHP | N |  | N |  | N |  |  | X |  | Pacific Gas & Electric Co | 14328 | CA | 220 |  |  | N |  | Other - Please explain in pipeline notes below. |  |  |  | N
20541 | Wheelabrator Environmental Systems | 50872 | Wheelabrator Claremont Facility | 145 Grissom Lane | Claremont | NH | 3743 | Sullivan | 43.344 | -72.3773 | NPCC | ISNE | ISO New England Inc. | Town Of Claremont | 22 | NR | 2 | IPP Non-CHP | N |  | Y | 86-177-000 | N |  |  | X |  | Public Service Co of NH | 15472 | NH | 46 |  |  | N
20541 | Wheelabrator Environmental Systems | 50873 | Wheelabrator Concord Facility | 11 Whitney Rd | Concord | NH | 3303 | Merrimack | 43.2866 | -71.5769 | NPCC | ISNE | ISO New England Inc. | Merrimack River | 22 | NR | 2 | IPP Non-CHP | N |  | Y | 86-176-000 | N |  | N | X |  | Unitil Energy Systems | 24590 | NH | 34.5 |  |  | N
20541 | Wheelabrator Environmental Systems | 50875 | McKay Bay Facility | 107 N. 34th St. | Tampa | FL | 33605 | Hillsborough | 27.9495 | -82.4212 | FRCC | TEC | Tampa Electric Company | Advanced Wastewater | 22 | NR | 2 | IPP Non-CHP | N |  | Y | 86-432-000 | N |  | N | X |  | Tampa Electric Co | 18454 | FL | 69 |  |  | N | [5 empty] | N | X
20541 | Wheelabrator Environmental Systems | 50876 | Wheelabrator Norwalk Energy | 11500 Balsam St | Norwalk | CA | 90650 | Los Angeles | 33.9249 | -118.0679 | WECC | CISO | California Independent System Operator | Municipality | 22 | NR | 3 | IPP CHP | Y | 85-25-000 | N |  | N |  |  | X |  | Southern California Edison Co | 17609 | CA | 12.47 |  |  | N | SOUTHERN CALIFORNIA GAS COMPANY |  |  |  |  | N
20541 | Wheelabrator Environmental Systems | 50877 | Wheelabrator North Andover | 285 Holt Rd | North Andover | MA | 1845 | Essex | 42.7262 | -71.1219 | NPCC | ISNE | ISO New England Inc. | Greater Lawrence Sanitary Dist | 22 | NR | 2 | IPP Non-CHP | N |  | Y | 83-373-000 | N |  | N | X |  | Massachusetts Electric Co | 11804 | MA | 23 |  |  | N | Other - See pipeline notes. |  |  |  |  | N | X
20541 | Wheelabrator Environmental Systems | 50878 | Wheelabrator Millbury Facility | 331 Southwest Cutoff Rd | Millbury | MA | 1527 | Worcester | 42.2214 | -71.7669 | NPCC | ISNE | ISO New England Inc. | Aquarion Water Company | 22 | NR | 2 | IPP Non-CHP | N |  | Y | 86-175-000 | N |  | N | X |  | Massachusetts Electric Co | 11804 | MA | 115 |  |  | N | Other - See pipeline notes. |  |  |  |  | N | X
20541 | Wheelabrator Environmental Systems | 50879 | Wheelabrator Frackville Energy | 475 Morea Rd | Frackville | PA | 17931 | Schuylkill | 40.7824 | -76.1762 | RFC | PJM | PJM Interconnection, LLC | Mine Pool | 22 | NR | 3 | IPP CHP | Y | 85-204-002 | N |  | Y | 08-1314-000 | N | X |  | PPL Electric Utilities Corp | 14715 | PA | 69 |  |  | N
20541 | Wheelabrator Environmental Systems | 50880 | Wheelabrator Saugus | 100 Salem Turnpike | Saugus | MA | 1906 | Essex | 42.447 | -70.9804 | NPCC | ISNE | ISO New England Inc. | Saugus River | 22 | NR | 2 | IPP Non-CHP | N |  | Y | 83-348-001 | N |  |  | X |  | Massachusetts Electric Co | 11804 | MA | 115 |  |  | N | [5 empty] | N | N
20541 | Wheelabrator Environmental Systems | 50881 | Wheelabrator Shasta | 20811 Industry Rd | Anderson | CA | 96007 | Shasta | 40.4283 | -122.2792 | WECC | CISO | California Independent System Operator | Wells | 22 | NR | 2 | IPP Non-CHP | N |  | Y | 87-575-000 | N |  | N | X |  | Pacific Gas & Electric Co | 14328 | CA | 115 |  |  | N | [5 empty] | N | X
20541 | Wheelabrator Environmental Systems | 50882 | Wheelabrator Westchester | One Charles Point Ave. | Peekskill | NY | 10566 | Westchester | 41.2771 | -73.9423 | NPCC | NYIS | New York Independent System Operator | Hudson River | 22 | NR | 2 | IPP Non-CHP | N |  | Y | 82-75-000 | N |  | N | X |  | Consolidated Edison Co-NY Inc | 4226 | NY | 138 |  |  | N | CONSOLIDATED EDISON NEW YORK INC |  |  |  |  | N | X
20541 | Wheelabrator Environmental Systems | 50883 | Wheelabrator Bridgeport | 6 Howard Ave | Bridgeport | CT | 6605 | Fairfield | 41.1625 | -73.2083 | NPCC | ISNE | ISO New England Inc. | Municipality | 22 | NR | 2 | IPP Non-CHP | N |  | Y | 85-537-000 | N |  | N | X |  | United Illuminating Co | 19497 | CT | 115 |  |  | N | [5 empty] | N | N
55871 | Covanta Projects, LLC | 50884 | Pinellas County Resource Recovery | 3001-110th Avenue North | St. Petersburg | FL | 33716 | Pinellas | 27.8733 | -82.6741 | FRCC | FPC | Progress Energy Florida | Bridgeway Acres Landfill Pond | 22 | NR | 2 | IPP Non-CHP | N |  | Y | 83-93-000; '83-96-000 | N |  | N | X |  | Duke Energy Florida, Inc | 6455 | FL | 230 |  |  | N | PEOPLES GAS SYS
20541 | Wheelabrator Environmental Systems | 50885 | Wheelabrator Gloucester LP | 600 US RT 130 | Westville | NJ | 8093 | Gloucester | 39.8733 | -75.1381 | RFC | PJM | PJM Interconnection, LLC | Delaware River | 22 | NR | 2 | IPP Non-CHP | N |  | Y | 86-478-000 | N |  | N | X |  | Public Service Elec & Gas Co | 15477 | NJ | 26.4 |  |  | N
42892 | City of Spokane | 50886 | Spokane Waste to Energy | 2900 S Geiger Blvd | Spokane | WA | 99224 | Spokane | 47.6263 | -117.5042 | WECC | AVA | Avista Corporation | Municipality | 22 | NR | 2 | IPP Non-CHP | N |  | Y | 87-583-000 | N |  | N | X |  | Avista Corp | 20169 | WA | 115 |  |  | N
20541 | Wheelabrator Environmental Systems | 50887 | Wheelabrator South Broward | 4400 S State Rd 7 | Ft Lauderdale | FL | 33314 | Broward | 26.0687 | -80.1986 | FRCC | FPL | Florida Power & Light Company | Municipality | 22 | NR | 2 | IPP Non-CHP | N |  | Y | 86-179-000 | N |  | N | X |  | Florida Power & Light Co | 6452 | FL | 138 |  |  | N | Other - See pipeline notes. | Other - Please explain in pipeline notes below. |  |  |  | N | N
23013 | EIF Northampton GP, LLC | 50888 | Northampton Generating Company LP | 1 Horwith Drive | Northampton | PA | 18067 | Northampton | 40.6917 | -75.4792 | RFC | PJM | PJM Interconnection, LLC | Lehigh River | 22 | NR | 3 | IPP CHP | N |  | Y | 87-452-000 | Y | 98-80-000 | N | X |  | PPL Electric Utilities Corp | 14715 | PA | 138 |  |  | N | [5 empty] | N | N
11468 | Madison Hydro Partners | 50890 | Ivy River Hydro | 33 Oak Grove Road | Marshall | NC | 28753 | Madison | 35.7716 | -82.6183 | SERC | CPLE | Progress Energy Carolinas - EAST | Ivy River | 22 | NR | 2 | IPP Non-CHP | N |  | Y | 93-97-000 | N |  |  | X |  | Duke Energy Progress - (NC) | 3046 | NC | 7.2 |  |  | N
59380 | Enel Green Power NA, Inc. | 50891 | El Dorado Hydro Elk Creek | Elk Lake Road | New Meadows | ID | 83654 | Idaho | 45.2178 | -116.3158 | WECC | IPCO | Idaho Power Company | Elk Creek | 22 | NR | 2 | IPP Non-CHP | N |  | Y | 93-117-000 | N |  |  | X |  | Idaho Power Co | 9191 | ID | 24 |  |  | N
59380 | Enel Green Power NA, Inc. | 50892 | Rock Creek LP | 10105 Rock Creek Road | Placerville | CA | 95667 | El Dorado | 38.7834 | -120.7785 | WECC | CISO | California Independent System Operator | Rock Creek | 22 | NR | 2 | IPP Non-CHP | N |  | Y | 86-784-000 | N |  |  | X |  | Pacific Gas & Electric Co | 14328 | CA | 12 |  |  | N
59925 | All Dams Generation, LLC | 50893 | Allegheny No. 5 Hydro Station | 130 Schenley Marina Drive | Schenley | PA | 15682 | Armstrong | 40.6829 | -79.6653 | RFC | PJM | PJM Interconnection, LLC | Allegheny River | 22 | NR | 2 | IPP Non-CHP | N |  | Y | 85-73-002 | Y | EG14-7 | N | X |  | West Penn Power Company | 20387 | PA | 25 |  |  | N | [5 empty] | X | X
59925 | All Dams Generation, LLC | 50894 | Allegheny No 6 Hydro Station | 459 Kelly Station Road | Ford City | PA | 16226 | Armstrong | 40.7164 | -79.5772 | RFC | PJM | PJM Interconnection, LLC | Allegheny River | 22 | NR | 2 | IPP Non-CHP | N |  | Y | 86-162-001 | Y | EG14-7 | N | X |  | West Penn Power Company | 20387 | PA | 138 |  |  | N
59380 | Enel Green Power NA, Inc. | 50895 | Bypass | 2371 East 1100 South | Hazelton | ID | 83335 | Jerome | 42.5609 | -114.0575 | WECC | IPCO | Idaho Power Company | North Side Canal | 22 | NR | 2 | IPP Non-CHP | N |  | Y | 93-99-000 | N |  |  | X |  | Idaho Power Co | 9191 | ID | 12.7 |  |  | N
59380 | Enel Green Power NA, Inc. | 50896 | S E Hazelton A | 2310 East 930 South | Hazelton | ID | 83335 | Jerome | 42.5867 | -114.0675 | WECC | IPCO | Idaho Power Company | North Side Canal | 22 | NR | 2 | IPP Non-CHP | N |  | Y | 93-98-000 | N |  |  | X |  | Idaho Power Co | 9191 | ID | 12 |  |  | N
56813 | Allegheny Hydro LP | 50897 | Allegheny Hydro No 8 | 1628 Tarrtown Road | Adrian | PA | 16210 | Armstrong | 40.8966 | -79.479 | RFC | PJM | PJM Interconnection, LLC | Allegheny River | 22 | NR | 2 | IPP Non-CHP | N |  | Y | 90-193-001 | N |  | N | X |  | New York State Elec & Gas Corp | 13511 | NY | 230 |  |  | N
56813 | Allegheny Hydro LP | 50898 | Allegheny Hydro No 9 | 2264 River Road | Cowansville | PA | 16218 | Armstrong | 40.956 | -79.5507 | RFC | PJM | PJM Interconnection, LLC | Allegheny River | 22 | NR | 2 | IPP Non-CHP | N |  | Y | 90-192-000 | N |  | N | X |  | New York State Elec & Gas Corp | 13511 | NY | 230 |  |  | N
20508 | WestRock Corp | 50900 | Covington Facility | 104 East Riverside St | Covington | VA | 24426 | Covington City | 37.7997 | -79.9947 | SERC | PJM | PJM Interconnection, LLC | Jackson River | 32213 | NR | 7 | Industrial CHP | Y | 83-45-001 | N |  | N |  | Y | Y | OP | Virginia Electric & Power Co | 19876 | VA | 138 |  |  | N | COLUMBIA GAS OF VIRGINIA |  |  |  |  | X | X
8 | Tate & Lyle Ingredients Americas Inc | 50903 | Sagamore Plant Cogeneration | 2245 Sagamorc Parkway North | Lafayette | IN | 47904 | Tippecanoe | 40.4439 | -86.86 | RFC | MISO | Midcontinent Independent Transmission System Operator, Inc.. | Wells | 311 | NR | 7 | Industrial CHP | Y | 86-169-000 | N |  | N |  | N | X |  | Duke Energy Indiana Inc | 15470 | IN | 12.47 |  |  | N | Other - See pipeline notes. |  |  |  |  | N | X
6675 | Fox Metro Water Reclamation | 50904 | Fox Metro Water Reclamation District | 682 Rt 31 | Oswego | IL | 60543 | Kendall | 41.7128 | -88.3522 | RFC | PJM | PJM Interconnection, LLC | Wells | 22 | NR | 3 | IPP CHP | N |  | N |  | N |  | N | X |  | Commonwealth Edison Co | 4110 | IL | 240 |  |  | N | NICOR GAS |  |  |  |  | N | X
21964 | University of New Mexico | 50905 | Univ New Mexico Cogen Plant | Building # 172 | Albuquerque | NM | 87131 | Bernalillo | 35.1203 | -106.6097 | WECC | PNM | Public Service Company of New Mexico | Wells | 611 | NR | 5 | Commercial CHP | N |  | N |  | N |  | N | X |  | Public Service Co of NM | 15473 | NM | 115 |  |  | N | NEW MEXICO GAS COMPANY | NEW MEXICO GAS COMPANY |  |  |  | N | N
21964 | University of New Mexico | 50906 | Ford Utilities Center | Building # 116 | Albuquerque | NM | 87131 | Bernalillo | 35.0841 | -106.6252 | WECC | PNM | Public Service Company of New Mexico | Wells | 611 | NR | 5 | Commercial CHP | N |  | N |  | N |  | N | X |  | Public Service Co of NM | 15473 | NM | 115 |  |  | N | NEW MEXICO GAS COMPANY | NEW MEXICO GAS COMPANY |  |  |  | N | N
14222 | Oswego County | 50907 | Oswego County Energy Recovery | 2801 State Route 481 | Fulton | NY | 13069 | Oswego | 43.3488 | -76.4252 | NPCC | NYIS | New York Independent System Operator | Oswego River | 562212 | NR | 5 | Commercial CHP | N |  | Y | 97-130-000 | N |  | N | X |  | Niagara Mohawk Power Corp. | 13573 | NY | 34.5 |  |  | N | NIAGARA MOHAWK DBA NATIONAL GRID |  |  |  |  | N | X
12502 | Middle Fork Irrigation Dist | 50917 | Middle Fork Irrigation District | 8235 Clear Creek Road | Parkdale | OR | 97041 | Hood River | 45.4807 | -121.5998 | WECC | BPAT | Bonneville Power Administration | Middle Fork Of Hood River | 22 | NR | 2 | IPP Non-CHP | N |  | Y | 97-16-000 | N |  | N | X |  | Hood River Electric Coop | 8830 | OR | 12.4 |  |  | N | [5 empty] | N | X
5959 | Erie Coke Corp | 50920 | Erie Coke | 925 East Bay Drive | Erie | PA | 16507 | Erie | 42.1439 | -80.0696 | RFC | PJM | PJM Interconnection, LLC | Municipality | 3311 | NR | 7 | Industrial CHP | N |  | N |  | N |  | N | X |  | Pennsylvania Electric Co | 14711 | PA | 12 |  |  | N |  | NATIONAL FUEL GAS SUPPLY CORPORATION |  |  |  | N | X
3770 | Co-Generation Co | 50921 | Co-Gen LLC | 457 Front Street | Prairie City | OR | 97869 | Grant | 44.4587 | -118.7206 | WECC | BPAT | Bonneville Power Administration | John Day River | 22 | NR | 3 | IPP CHP | Y | 87-209-000 | N |  | N |  | N | X |  | Oregon Trail El Cons Coop, Inc | 14109 | OR | 69 |  |  | N
21773 | Yellowstone Energy LP | 50931 | Yellowstone Energy LP | 2215 N. Frontage Rosd | Billings | MT | 59101 | Yellowstone | 45.8117 | -108.4278 | WECC | NWMT | NorthWestern Energy (NWMT) | Yellowstone River , Municipal | 22 | NR | 3 | IPP CHP | Y | 90-178-001 | Y | 90-178-002 | N |  | N | X |  | NorthWestern Energy LLC - (MT) | 12825 | MT | 50 |  |  | N
5089 | Des Moines Metro WRF | 50932 | Des Moines Wastewater Reclamation Fac | 3000 Vandalia Rd | Des Moines | IA | 50317 | Polk | 41.5734 | -93.5577 | MRO | MISO | Midcontinent Independent Transmission System Operator, Inc.. | Municipality | 22132 | NR | 5 | Commercial CHP | N |  | N |  | N |  | N | X |  | MidAmerican Energy Co | 12341 | IA | 13.2 |  |  | N | MIDAMERICAN ENERGY COMPANY | MIDAMERICAN ENERGY COMPANY |  |  |  | N | N
49801 | Expera Specialty Solutions | 50933 | Rhinelander Mill | 515 W Davenport Street | Rhinelander | WI | 54501 | Oneida | 45.6394 | -89.4205 | MRO | MISO | Midcontinent Independent Transmission System Operator, Inc.. | Wisconsin River | 322122 | NR | 7 | Industrial CHP | N |  | N |  | N |  | N | X |  | Wisconsin Public Service Corp | 20860 | WI | 115 |  |  | N | WISCONSIN PUB SVC CORP | ANR PIPELINE COMPANY | ANR PIPELINE COMPANY |  |  | N | X
3179 | Caterpillar Inc | 50935 | Caterpillar | 3701 South St. | Lafayette | IN | 47905 | Tippecanoe | 40.4175 | -86.8447 | RFC | MISO | Midcontinent Independent Transmission System Operator, Inc.. |  | 339 | NR | 6 | Industrial Non-CHP | N |  | N |  | N |  | N | X |  | Duke Energy Indiana Inc | 15470 | IN | 138 |  |  | N | Other - See pipeline notes. |  |  |  | Vectren is our LDC. Vectren is not listed in the included list of LDCs. | N | X
20854 | Winnebago County | 50936 | Winnebago County Landfill Gas | 100 West County Rd Y | Oshkosh | WI | 54901 | Winnebago | 44.083 | -88.5411 | MRO | MISO | Midcontinent Independent Transmission System Operator, Inc.. |  | 22 | NR | 3 | IPP CHP | N |  | N |  | N |  | N | X |  | Wisconsin Public Service Corp | 20860 | WI | 24.9 |  |  | N | WISCONSIN PUB SVC CORP |  |  |  |  | X | X
20680 | William Beaumont Hospital | 50937 | William Beaumont Hospital | 3601 W. 13 Mile Road | Royal Oak | MI | 48073 | Oakland | 42.5175 | -83.1919 | RFC | MISO | Midcontinent Independent Transmission System Operator, Inc.. | Municipality | 622 | NR | 4 | Commercial Non-CHP | N |  | N |  | N |  |  | X |  | DTE Electric Company | 5109 | MI | 40 |  |  | N | CONSUMERS ENERGY COMPANY |  |  |  |  | N
5187 | Douglas County | 50938 | Galesville Project | 6404 Upper Cow Creek Road | Azalea | OR | 97410 | Douglas | 42.8489 | -123.1778 | WECC | PACW | PacifiCorp - West | Cow Creek | 22 | NR | 2 | IPP Non-CHP | N |  | Y | 12-300-000 | N |  | N | X |  | PacifiCorp | 14354 | OR | 12.47 |  |  | N | [5 empty] | X | X
10657 | Lagoon Corp | 50942 | Lagoon Cogeneration Facility | 375 N. Lagoon Dr. | Farmington | UT | 84025 | Davis | 40.9872 | -111.8983 | WECC | PACE | PacifiCorp - East | Culinary | 713 | NR | 5 | Commercial CHP | Y | 90-226-000 | N |  | N |  | N | X |  | PacifiCorp | 14354 | UT | 46 |  |  | N | QUESTAR GAS COMPANY |  |  |  |  | N
55855 | Rough and Ready Lumber Company | 50945 | R & R Lumber | 30365 Redwood Hwy | Cave Junction | OR | 97523 | Josephine | 42.1043 | -123.6773 | WECC | PACW | PacifiCorp - West |  | 321 | NR | 7 | Industrial CHP | Y | QF07-014-000 | N |  | N |  | N | X |  | PacifiCorp | 14354 | OR | 12.5 |  |  | N
49893 | Invenergy Services LLC | 50949 | Hardee Power Station | 6695 North CR 663 | Bowling Green | FL | 33834 | Hardee | 27.6364 | -81.9636 | FRCC | TEC | Tampa Electric Company | Cooling Water Reservior | 22 | NR | 2 | IPP Non-CHP | N |  | N |  | N |  | N | X |  | Tampa Electric Co | 18454 | FL | 230 |  |  | N |  | GULFSTREAM NATURAL GAS SYSTEM LLC |  |  |  | N
20541 | Wheelabrator Environmental Systems | 50950 | Wheelabrator Martell | 11901 Ampine Fibreform Road | Sutter Creek | CA | 95685 | Amador | 38.3672 | -120.8044 | WECC |  |  | Municipality | 321 | NR | 7 | Industrial CHP | Y | 85-20-000 | N |  | N |  |  | X
21734 | Sunnyside Cogeneration Assoc | 50951 | Sunnyside Cogen Associates | #1 Power Plant Road | Sunnyside | UT | 84539 | Carbon | 39.5472 | -110.3917 | WECC | PACE | PacifiCorp - East | Grassy Trail Creek | 22 | NR | 2 | IPP Non-CHP | N |  | Y | 86-556-003 | N |  | N | X |  | PacifiCorp | 14354 | UT | 138 |  |  | N | [5 empty] | X | X
16548 | St Francis Hospital | 50952 | Saint Francis Hospital | 355 Ridge av. | Evanston | IL | 60202 | Cook | 42.0242 | -87.6847 | RFC | PJM | PJM Interconnection, LLC | Municipality | 622 | NR | 5 | Commercial CHP | N |  | N |  | N |  | N | X |  | Commonwealth Edison Co | 4110 | IL | 720 |  |  | N | NICOR GAS | ILLINOIS GAS TRANSMISSION |  |  |  | N | N
5623 | Rousselot Inc | 50955 | Rousselot Inc | 227 Washington Street | Peabody | MA | 1960 | Essex | 42.5217 | -70.9387 | NPCC | ISNE | ISO New England Inc. | Wells | 325 | NR | 7 | Industrial CHP | N |  | N |  | N |  | N | X |  | City of Peabody - (MA) | 14605 | MA | 2.4 | 4.1 |  | N | BOSTON GAS CO DBA NATIONAL GRID |  |  |  |  | N | N
23931 | Resolute Forest Products | 50956 | Bowater Newsprint Calhoun Operation | 5020 Hwy 11 South | Calhoun | TN | 37309 | McMinn | 35.2964 | -84.7569 | SERC | TVA | Tennessee Valley Authority | Hiawassee River | 322122 | NR | 7 | Industrial CHP | N |  | N |  | N |  | Y | N | OP | Tennessee Valley Authority | 18642 | TN | 161 |  |  | N | ATMOS ENERGY CORPORATION |  |  |  |  | N | N
4440 | Covanta Union Operations LLC | 50960 | Union County Resource Recovery | 1499 Route 1 North | Rahway | NJ | 7065 | Union | 40.6013 | -74.2664 | RFC | PJM | PJM Interconnection, LLC | Municipality | 562213 | NR | 4 | Commercial Non-CHP | N |  | N |  | N |  | N | X |  | Public Service Elec & Gas Co | 15477 | NJ | 26 |  |  | N | [5 empty] | N | X
17321 | Slate Creek Hydro Assoc LP | 50961 | Slate Creek | 3 Mile West on LaMoine Rd | Lakehead | CA | 96051 | Shasta | 40.9769 | -122.4563 | WECC | PACW | PacifiCorp - West | Slate Creek | 22 | NR | 2 | IPP Non-CHP | N |  | Y | 90-149-000 | N |  |  | X |  | PacifiCorp | 14354 | CA | 69 |  |  | N
2844 | Department of the Navy | 50963 | Naval Hospital Medical Center | Powerhouse Road | San Diego | CA | 92134 | San Diego | 32.7261 | -117.1464 | WECC | CISO | California Independent System Operator |  | 622 | NR | 5 | Commercial CHP | Y | 85-287-001 | N |  | N |  | N | X |  | San Diego Gas & Electric Co | 16609 | CA | 12 |  |  | N | Other - See pipeline notes. | None |  |  | Gas line from gas turbine to LDC (San Diego Gas & Electric) point of connection is government owned (NAVFAC) | N | X
472 | Amedee Gethrm Venture I LP | 50964 | Amedee Geothermal Venture I | US 395 at Road A3 | Amedee | CA | 96127 | Lassen | 40.3008 | -120.105 | WECC | CISO | California Independent System Operator | Well | 22 | NR | 2 | IPP Non-CHP | N |  | Y | 87-243-001 | N |  |  | X |  | Pacific Gas & Electric Co | 14328 | CA | 60 |  |  | N
18323 | Toledo Refining Company | 50965 | Toledo Ref Power Recovery Train | 1819 Woodville Rd. | Oregon | OH | 43616 | Lucas | 41.6325 | -83.5042 | RFC | PJM | PJM Interconnection, LLC | Municipality | 32411 | NR | 7 | Industrial CHP | N |  | N |  | N |  | N | X |  | The Toledo Edison Co | 18997 | OH | 69 |  |  | N | COLUMBIA GAS OF OHIO |  |  |  |  | X | X
19876 | Virginia Electric & Power Co | 50966 | Bellmeade Power Station | 1860 Commerce Road | Richmond | VA | 23060 | Richmond City | 37.4964 | -77.4317 | SERC | PJM | PJM Interconnection, LLC | Municipality | 22 | RE | 1 | Electric Utility | N |  | N |  | N |  | N | X |  | Virginia Electric & Power Co | 19876 | VA | 230 |  |  | N | [5 empty] | N
34359 | Curators of the University of Missouri | 50969 | MU Combined Heat and Power Plant | 417 South Fifth St | Columbia | MO | 65211 | Boone | 38.9461 | -92.3328 | SERC | MISO | Midcontinent Independent Transmission System Operator, Inc.. | Wells | 611 | NR | 5 | Commercial CHP | Y | 89-281-000 | N |  | N |  | N | X |  | City of Columbia - (MO) | 4045 | MO | 69 |  |  | N |  | PANHANDLE EASTERN PIPELINE COMPANY |  |  |  | N | X
19216 | Tropicana Products Inc | 50971 | Tropicana Products Bradent | 1001 13th Ave East | Bradenton | FL | 34208 | Manatee | 27.4834 | -82.5483 | FRCC | FPL | Florida Power & Light Company | Municipality | 311 | NR | 7 | Industrial CHP | Y | 89-137-000 | N |  | N |  | N | X |  | Florida Power & Light Co | 6452 | FL | 13.8 |  |  | N | PEOPLES GAS SYS |  |  |  |  | N | N
11716 | Marsh Valley Development Inc | 50972 | Marsh Valley Development | Highway 30 | McCammon | ID | 83250 | Bannock | 42.626 | -112.1493 | WECC | PACE | PacifiCorp - East | Portnuet River | 22 | NR | 2 | IPP Non-CHP | N |  | Y | 89-253-000 | N |  |  | X |  | PacifiCorp | 14354 | ID | 12.47 |  |  | N
12981 | Motiva Enterprises LLC | 50973 | Motiva Enterprises Port Arthur Refinery | 2555 Savannah Avenue | Port Arthur | TX | 77640 | Jefferson | 29.8885 | -93.951 | SERC | MISO | Midcontinent Independent Transmission System Operator, Inc.. | LNVA | 32411 | NR | 7 | Industrial CHP | Y | 85-342-000 | N |  | N |  | N | X |  | Entergy Texas Inc. | 55937 | TX | 230 |  |  | N |  | DCP MIDSTREAM LP | HOUSTON PL CO LP |  |  | N | X
14932 | US Operating Services Company | 50974 | Scrubgrass Generating Company LP | 2151 Lisbon Road | Kennerdell | PA | 16374 | Venango | 41.2691 | -79.8134 | RFC | PJM | PJM Interconnection, LLC | Allegheny River | 22 | NR | 2 | IPP Non-CHP | N |  | Y | 88-406-000 | Y | 98-84-000 | N | X |  | Pennsylvania Electric Co | 14711 | PA | 115 |  |  | N | [5 empty] | N
14932 | US Operating Services Company | 50976 | Indiantown Cogeneration LP | 13303 SW Silver Fox Lane | Indiantown | FL | 34956 | Martin | 27.0389 | -80.5125 | FRCC | FPL | Florida Power & Light Company | Taylor Creek | 22 | NR | 3 | IPP CHP | Y | 90-214-016 | N |  | Y | 98-81-000 | N | X |  | Florida Power & Light Co | 6452 | FL | 230 |  |  | N |  | Other - Please explain in pipeline notes below. |  |  | Infinite Energy Facility only uses gas for start up and flame stabilization. | N | X
24202 | Carr Street Generating Sta LP | 50978 | Carr Street Generating Station | 64 Carr Street | East Syracuse | NY | 13057 | Onondaga | 43.0613 | -76.0824 | NPCC | NYIS | New York Independent System Operator | OCWA | 22 | NR | 2 | IPP Non-CHP | N |  | N |  | Y | 98-101 | N | X |  | Niagara Mohawk Power Corp. | 13573 | NY | 115 |  |  | N | NIAGARA MOHAWK DBA NATIONAL GRID |  |  |  |  | N | X
3220 | Central Oregon Irrigation Dist | 50980 | Siphon Power Project | 61545 Brookswood Blvd | Bend | OR | 97702 | Deschutes | 44.033 | -121.3297 | WECC | PACW | PacifiCorp - West | Deschutes River | 22 | NR | 2 | IPP Non-CHP | N |  | Y | 11-93-00 | N |  |  | X |  | PacifiCorp | 14354 | OR | 69 |  |  | N
17711 | Solano County | 50985 | Solano County Cogen Plant | 501 Delaware St | Fairfield | CA | 94533 | Solano | 38.2494 | -122.0394 | WECC | CISO | California Independent System Operator |  | 92 | NR | 5 | Commercial CHP | Y | 86-531-000 | N |  | N |  | N | X |  | Pacific Gas & Electric Co | 14328 | CA | 21 |  |  | N |  | PACIFIC GAS |  |  |  | N | X
17150 | Shorock Hydro Inc | 50987 | Rock Creek I | Canyon Springs Road | Twin Falls | ID | 83301 | Twin Falls | 42.6325 | -114.5388 | WECC | IPCO | Idaho Power Company | Rock Creek | 22 | NR | 2 | IPP Non-CHP | N |  | N |  | N |  |  | X |  | Idaho Power Co | 9191 | ID | 14.4 |  |  | N | [5 empty] | X | X
9227 | Ingersall Machine Tools Inc. | 50989 | Ingersoll Milling Machine | 707 Fulton Ave. | Rockford | IL | 61103 | Winnebago | 42.2989 | -89.0759 | RFC | MISO | Midcontinent Independent Transmission System Operator, Inc.. | Municipality | 333 | NR | 7 | Industrial CHP | N |  | N |  | N |  | N | X |  | City of Rockford- (IA) | 16211 | IA | 12.3 |  |  | N | NICOR GAS |  |  |  |  | N | N
11637 | Marathon Electric Mfg Corp | 50990 | Marathon Electric | 100 East Randolph Street | Wausau | WI | 54401 | Marathon | 44.9783 | -89.6328 | MRO | MISO | Midcontinent Independent Transmission System Operator, Inc.. |  | 335 | NR | 6 | Industrial Non-CHP | N |  | N |  | N |  | N | X |  | Wisconsin Public Service Corp | 20860 | WI | 12.47 |  |  | N | [5 empty] | X | X
3930 | Co-Gen II | 50993 | Co-Gen II LLC | 1991 Pruner Road | Riddle | OR | 97469 | Douglas | 42.9611 | -123.3591 | WECC | PACW | PacifiCorp - West |  | 22 | NR | 3 | IPP CHP | Y | 87-34-000 | N |  | N |  |  | X |  | PacifiCorp | 14354 | OR | 69 |  |  | N |  | None |  |  |  | N | N
6996 | Western Refining Southwest Inc | 50997 | Gallup Refinery | 92 Giant Crossing Road | Gallup | NM | 87301 | McKinley | 35.4883 | -108.4265 | WECC | PNM | Public Service Company of New Mexico | Wells | 32411 | NR | 7 | Industrial CHP | Y | 90-132-000 | N |  | N |  |  | X |  | Continental Divide El Coop Inc | 4265 | NM | 13.8 |  |  | N | NEW MEXICO GAS COMPANY |  |  |  |  | N
39006 | Brookfield White Pine Hydro LLC | 50999 | Aziscohos Hydroelectric Project | Route 16 | Wilson Mills | ME | 3579 | Oxford | 44.9439 | -70.9975 | NPCC | ISNE | ISO New England Inc. | Aziscohos Lake | 22 | NR | 2 | IPP Non-CHP | N |  | Y | 88-321-000 | N |  |  | X |  | Central Maine Power Co | 3266 | ME | 34 |  |  | N
11415 | M.A. Patout & Son Limited, LLC | 51008 | Enterprise Sugar Factory | 3512 J Patout Burns Rd | Jeanerette | LA | 70544 | Iberia | 29.9036 | -91.7256 | SERC | MISO | Midcontinent Independent Transmission System Operator, Inc.. | Bayou Patout | 311 | NR | 7 | Industrial CHP | Y | 84-371-000 | N |  | N |  | Y | N | OP | Cleco Power LLC | 3265 | LA | 13.8 |  |  | N |  | CENTERPOINT ENERGY INTRASTATE P LLC |  |  |  | N | X
54824 | SUEZ Energy Generation NA Inc | 51026 | Ryegate Power Station | 247 Weesner Drive | East Ryegate | VT | 5042 | Caledonia | 44.2131 | -72.0572 | NPCC | ISNE | ISO New England Inc. | Connecticut River | 22 | NR | 2 | IPP Non-CHP | N |  | Y | 86-607-003 | N |  |  | X |  | Green Mountain Power Corp | 7601 | VT | 34.5 |  |  | N
27769 | Ocean State Power Co | 51030 | Ocean State Power | 1575 Sherman Farm Road | Harrisville | RI | 2830 | Providence | 42.0097 | -71.6689 | NPCC | ISNE | ISO New England Inc. | Blackstone River | 22 | NR | 2 | IPP Non-CHP | N |  | N |  | Y | 93-16-000 | N | X |  | The Narragansett Electric Co | 13214 | RI | 345 |  |  | N |  | KINDER MORGAN TEXAS PIPELINE LLC | ALGONQUIN GAS TRANSMISSION COMPANY |  | The facility has two pipelines that enter. | N | X
5914 | Erie Boulevard Hydropower LP | 51033 | West Delaware Tunnel Plant | 1324 Rt.55A | Grahamsville | NY | 12740 | Sullivan | 41.8596 | -74.5103 | NPCC | NYIS | New York Independent System Operator | NYC W. Delaware Tunnel Outlet | 22 | NR | 2 | IPP Non-CHP | N |  | Y | 86-957-001 | Y | 99-156-000 | N | X |  | Central Hudson Gas & Elec Corp | 3249 | NY | 69 |  |  | N | [5 empty] | N | N
10714 | Little Falls Hydroelec Assoc | 51034 | Little Falls Hydro | 499 S Ann Street | Little Falls | NY | 13365 | Herkimer | 43.0403 | -74.8506 | NPCC | NYIS | New York Independent System Operator | Mohawk River, Ny Barge Canal | 22 | NR | 2 | IPP Non-CHP | N |  | Y | 83-18-002 | N |  | N | X |  | Niagara Mohawk Power Corp. | 13573 | NY | 46 |  |  | N | [5 empty] | X | X
8688 | Hofstra University | 51035 | Hofstra University | 1000 Fulton Ave. | Hempstead | NY | 11549 | Nassau | 40.7139 | -73.6003 | NPCC | NYIS | New York Independent System Operator | Municipality | 611 | NR | 5 | Commercial CHP | Y | 99-93-000 | N |  | N |  | N | X |  | Long Island Power Authority | 11171 | NY | 13.2 |  |  | N | KEYSPAN ENERGY DBA NATIOAL GRID NY |  |  |  |  | N
56601 | Covanta MacArthur Renewable Energy | 51038 | MacArthur Waste to Energy Facility | 4001Veterans Memorial Hwy | Ronkonkoma | NY | 11779 | Suffolk | 40.7869 | -73.1064 | NPCC | NYIS | New York Independent System Operator | Municipality | 562213 | NR | 4 | Commercial Non-CHP | N |  | Y | 86-367-000 | N |  | N | X |  | Long Island Power Authority | 11171 | NY | 13.8 |  |  | N | [5 empty] | N
5347 | Dow Chemical Co | 52005 | Plaquemine Operations | 21255 Hwy 1 South | Plaquemine | LA | 70764 | Iberville | 30.3186 | -91.2325 | SERC | MISO | Midcontinent Independent Transmission System Operator, Inc.. | Mississippi River | 325188 | NR | 7 | Industrial CHP | Y | 95-245-000 | N |  | N |  | N | X |  | Entergy New Orleans Inc | 13478 | LA |  |  |  | N | [5 empty] | N
5347 | Dow Chemical Co | 52006 | LaO Energy Systems | 21255 Hwy 1 South | Plaquemine | LA | 70764 | Iberville | 30.3186 | -91.2325 | SERC | MISO | Midcontinent Independent Transmission System Operator, Inc.. | Wells, Mississippi River | 325 | NR | 7 | Industrial CHP | Y | 82-142-002 | N |  | N |  |  | X |  | Entergy Louisiana LLC | 11241 | LA | 230 |  |  | N |  | CHEVRONTEXACO |  |  |  | N | X
19876 | Virginia Electric & Power Co | 52007 | Mecklenburg Power Station | 204 Cogen Drive | Clarksville | VA | 23927 | Mecklenburg | 36.6 | -78.53 | SERC | PJM | PJM Interconnection, LLC | John H Kerr Reservoir | 22 | RE | 1 | Electric Utility | N |  | N |  | N |  | N | X |  | Virginia Electric & Power Co | 19876 | VA | 115 |  |  | N
10875 | Lee County Board-Commissioners | 52010 | Lee County Solid Waste Energy | 10500 Buckingham Road | Fort Myers | FL | 33905 | Lee | 26.6315 | -81.7607 | FRCC | FPL | Florida Power & Light Company | City Of Ft Myers | 22 | NR | 2 | IPP Non-CHP | N |  | Y | 90-158-000 | N |  | N | X |  | Florida Power & Light Co | 6452 | FL | 138 |  |  | N | [5 empty] | N | X
2782 | Terra-Gen Operating Company | 52015 | Terra-Gen Dixie Valley | #1 Dixie Valley Rd | Fallon | NV | 89406 | Churchill | 39.9663 | -117.8557 | WECC | CISO | California Independent System Operator | Wells | 22 | NR | 2 | IPP Non-CHP | N |  | Y | 84-256-002 | N |  |  | X |  | Southern California Edison Co | 17609 | CA | 115 |  |  | N | [5 empty] | X | X
5310 | Doswell Ltd Partnership | 52019 | Doswell Energy Center | 10098 Old Ridge Road | Ashland | VA | 23005 | Hanover | 37.8208 | -77.4462 | SERC | PJM | PJM Interconnection, LLC | NA | 22 | NR | 2 | IPP Non-CHP | N |  | N |  | Y | 93-2-000; '01-10-000 | N | X |  | Virginia Electric & Power Co | 19876 | VA | 230 | 115 |  | N | VIRGINIA NAT GAS INC |  |  |  |  | N | X
29767 | Illinois Institute-Technology | 52021 | ITT Cogen Facility | 3430 South Federal St | Chicago | IL | 60616 | Cook | 41.8344 | -87.6285 | RFC | PJM | PJM Interconnection, LLC |  | 611 | NR | 5 | Commercial CHP | N |  | N |  | N |  | N | X |  | Commonwealth Edison Co | 4110 | IL | 4 |  |  | N | PEOPLES GAS LIGHT AND COKE COMPANY |  |  |  |  | N | X
16001 | Rhode Island Hospital | 52024 | Rhode Island Hospital | 593 Eddy Street | Providence | RI | 2903 | Providence | 41.8103 | -71.41 | NPCC | ISNE | ISO New England Inc. | Municipality | 622 | NR | 5 | Commercial CHP | N |  | N |  | N |  | N | X |  | The Narragansett Electric Co | 13214 | RI | 34.5 |  |  | N | NARRAGANSETT ELECTRIC CO GAS DIV RI |  |  |  |  | N | N
56516 | Morris Energy Operations Company, LLC | 52026 | Dartmouth Power Associates LP | 1 Energy Road | Dartmouth | MA | 2747 | Bristol | 41.6731 | -70.9994 | NPCC | ISNE | ISO New England Inc. | Municipality | 22 | NR | 2 | IPP Non-CHP | N |  | N |  | Y | 95-6-000 | N | X |  | NSTAR Electric Company | 54913 | MA | 115 |  |  | N |  | Algonquin Gas Transmission Company |  |  |  | N
3608 | Puna Geothermal Venture | 52028 | Puna Geothermal Venture I | 14-3860 Kapoho Pahoa Rd | Pahoa | HI | 96778 | Hawaii | 19.479 | -154.8884 | HICC |  |  | Water wells And Air Cooled | 22 | NR | 2 | IPP Non-CHP | N |  | Y | 85-323-000 | N |  |  | X |  | Hawaii Electric Light Co Inc | 8287 | HI | 69 |  |  | N | [5 empty] | X | X
2091 | Phillips 66 | 52031 | Alliance Refinery | 15551 Hwy 23 South | Belle Chasse | LA | 70037 | Plaquemines | 29.6833 | -89.975 | SERC | MISO | Midcontinent Independent Transmission System Operator, Inc.. | Mississippi River | 32411 | NR | 6 | Industrial Non-CHP | N |  | Y | 89-308-00 | N |  | N | X |  | Entergy Louisiana LLC | 11241 | LA | 34.5 |  |  | Y |  | AMERICAN MIDSTREAM LA INTRASTATE LLC |  |  |  | N | X
59092 | Ampersand Moretown Hydro LLC | 52033 | Moretown Generating Station | Route 100B, Dam House | Moretown | VT | 5660 | Washington | 44.2859 | -72.7103 | NPCC | ISNE | ISO New England Inc. | Mad River | 22 | NR | 2 | IPP Non-CHP | N |  | Y | 99-77-000 | N |  | N | X |  | Washington Electric Coop - (VT) | 20151 | VT | 13 |  |  | N
2509 | Bunge Foods | 52034 | Bunge Oil | 885 N. Kinzie Ave. | Bradley | IL | 60915 | Kankakee | 41.1546 | -87.8548 | RFC | PJM | PJM Interconnection, LLC |  | 311 | NR | 7 | Industrial CHP | Y | 89-310-000 | N |  | N |  | N | X |  | Commonwealth Edison Co | 4110 | IL | 4.16 |  |  | N | NICOR GAS |  |  |  |  | N | X
4713 | D/R Hydro Co | 52036 | Yough Hydro Power | 66 Hydro Lane | Confluence | PA | 15424 | Somerset | 39.8016 | -79.3682 | RFC | PJM | PJM Interconnection, LLC | Youghiogheny River Lake | 22 | NR | 2 | IPP Non-CHP | N |  | Y | 86-894-000 | N |  | N | X |  | Pennsylvania Electric Co | 14711 | PA | 23 |  |  | N | [5 empty] | X | X
31613 | Washington Cnty Wtr Consv Dist | 52039 | Quail Creek Hydro Plant #1 | 3270 W 600 N | Hurricane | UT | 84737 | Washington | 37.1854 | -113.3583 | WECC | PACE | PacifiCorp - East | Virgin River | 22 | NR | 2 | IPP Non-CHP | N |  | N |  | Y | 88-11-000 | N | X |  | Dixie Escalante R E A, Inc | 40165 | UT | 69 |  |  | N | [5 empty] | N | X
19724 | Vanderbilt University | 52048 | Vanderbilt University Power Plant | 24th Ave. South | Nashville | TN | 37240 | Davidson | 36.1459 | -86.8038 | SERC | TVA | Tennessee Valley Authority | Municipality | 611 | NR | 5 | Commercial CHP | N |  | N |  | N |  | N | X |  | Nashville Electric Service | 13216 | TN | 15 |  |  | N | PIEDMONT NATURAL GAS |  |  |  |  | N | N
4277 | Converse Energy Inc | 52049 | Clifton Dam 3 Power Station | Highway 29 | Converse | SC | 29329 | Spartanburg | 34.9953 | -81.8344 | SERC | DUK | Duke Energy Carolinas | Pacolet | 22 | NR | 2 | IPP Non-CHP | N |  | Y | 81-85-000 | N |  | N | X |  | Duke Energy Carolinas, LLC | 5416 | SC | 13 |  |  | N
56355 | LES Project Holdings LLC | 52051 | I 95 Municipal Landfill Phase I | 9898A Furnace Road | Lorton | VA | 22079 | Fairfax | 38.6892 | -77.2375 | SERC | PJM | PJM Interconnection, LLC |  | 22 | NR | 2 | IPP Non-CHP | N |  | Y | 91-127-000 | N |  | N | X |  | Virginia Electric & Power Co | 19876 | VA | 34 |  |  | N | [5 empty] | N | X
15694 | Rapidan Redevelopment LLC | 52054 | Rapidan Hydro Facility | 54126 Glory Lane | Mankato | MN | 56001 | Blue Earth | 44.0927 | -94.1088 | MRO | MISO | Midcontinent Independent Transmission System Operator, Inc.. | Blue Earth | 22 | NR | 2 | IPP Non-CHP | N |  | Y | 85-117-000 | N |  | N | X |  | Northern States Power Co - Minnesota | 13781 | MN | 69 |  |  | N | [5 empty] | N | N
19153 | Nassau Energy Corp | 52056 | Nassau Energy Corp | 185 Charles Lindbergh Blvd | Garden City | NY | 11530 | Nassau | 40.7264 | -73.5892 | NPCC | NYIS | New York Independent System Operator | Municipality | 22 | NR | 3 | IPP CHP | Y | 88-535-000 | N |  | N |  | N | X |  | Long Island Power Authority | 11171 | NY | 69 |  |  | N | Other - See pipeline notes. |  |  |  | National Grid | N | X
60082 | ECOsponsible LLC | 52057 | Herkimer | 3142 St Rd 28 N | Herkimer | NY | 13350 | Herkimer | 43.0336 | -74.9834 | NPCC | NYIS | New York Independent System Operator | West Canada Creek | 22 | NR | 2 | IPP Non-CHP | N |  | Y | 88-413-000; '88-415-000 | N |  |  | X |  | Niagara Mohawk Power Corp. | 13573 | NY | 46.3 |  |  | N | [5 empty] | N
57184 | Ampersand Mount Ida Hydro LLC | 52058 | Ogdensburg | 19 Mill St | Ogdensburg | NY | 13669 | St Lawrence | 44.7041 | -75.487 | NPCC | NYIS | New York Independent System Operator | Oswehatchie River | 22 | NR | 2 | IPP Non-CHP | N |  | Y | 88-500-000 | N |  |  | X |  | Niagara Mohawk Power Corp. | 13573 | NY | 13.2 |  |  | N
8153 | Hartford Steam Co | 52061 | Hartford Hospital Cogeneration | 19 Jefferson Street | Hartford | CT | 6103 | Hartford | 41.7631 | -72.6733 | NPCC | ISNE | ISO New England Inc. | Cooling Tower, MDC | 622 | NR | 5 | Commercial CHP | N |  | N |  | Y | 04-582-003 | N | X |  | Connecticut Light & Power Co | 4176 | CT | 23 |  |  | N | CONNECTICUT NAT GAS CORP |  |  |  |  | N | N
59409 | Eco Services Corp. | 52063 | Martinez Sulfuric Acid Regeneration Plt | 100 Mococo Road | Martinez | CA | 94553 | Contra Costa | 38.0314 | -122.1139 | WECC | CISO | California Independent System Operator | Contra Costa Canal | 325 | NR | 7 | Industrial CHP | Y | 96-82-000 | N |  | N |  | N | X |  | Pacific Gas & Electric Co | 14328 | CA | 4.6 |  |  | N |  | PACIFIC GAS |  |  |  | N
59409 | Eco Services Corp. | 52064 | Dominguez Plant | 20720 S Wilmington Ave | Long Beach | CA | 90810 | Los Angeles | 33.8431 | -118.2347 | WECC | CISO | California Independent System Operator | California Water Service Co | 325 | NR | 7 | Industrial CHP | Y | 93-112-000 | N |  | N |  |  | X |  | Southern California Edison Co | 17609 | CA | 12 |  |  | N | SOUTHERN CALIFORNIA GAS COMPANY
59409 | Eco Services Corp. | 52065 | Houston Plant | 8615 Manchester Blvd | Houston | TX | 77012 | Harris | 29.7198 | -95.2706 | TRE | ERCO | Electric Reliability Council of Texas, Inc. | Municipality | 325188 | NR | 7 | Industrial CHP | Y | 96-81-000; '93-112-000 | N |  | N |  | N | X |  | CenterPoint Energy | 8901 | TX | 12.5 |  |  | N
57280 | Eagle Creek RE LLC | 52068 | Great Falls Hydro Project | 72 McBride Ave | Paterson | NJ | 7501 | Passaic | 40.9153 | -74.181 | RFC | PJM | PJM Interconnection, LLC | Passaic River | 22 | NR | 2 | IPP Non-CHP | N |  | Y | 84-215-000 | N |  | N | X |  | Public Service Elec & Gas Co | 15477 | NJ | 5 |  |  | N | [5 empty] | N | N
22337 | Alcoa World Alumina LLC | 52069 | Point Comfort Operations | State Highway 35 | Point Comfort | TX | 77978 | Calhoun | 28.6527 | -96.56 | TRE | ERCO | Electric Reliability Council of Texas, Inc. | Wells | 325188 | NR | 7 | Industrial CHP | N |  | N |  | N |  | N | X |  | AEP Texas Central Company | 3278 | TX | 138 |  |  | N |  | SOUTHCROSS ENERGY LLC | HOUSTON PL CO LP |  |  | N | N
55983 | Luminant Generation Company LLC | 52071 | Sandow No 5 | 3708 Charles Martin Hall Road | Rockdale | TX | 76567 | Milam | 30.5681 | -97.0614 | TRE | ERCO | Electric Reliability Council of Texas, Inc. | Alcoa Lake Treatment System | 22 | NR | 2 | IPP Non-CHP | N |  | N |  | N |  | N | X |  | Oncor Electric Delivery Company LLC | 44372 | TX | 138 |  |  | N | [5 empty] | N | N
22218 | U S Army-Radford | 52072 | Radford Army Ammunition Plant | Route 114 | Radford | VA | 24141 | Montgomery | 37.1804 | -80.5428 | RFC | PJM | PJM Interconnection, LLC | New River | 325 | NR | 7 | Industrial CHP | N |  | N |  | N |  | N | X |  | Appalachian Power Co | 733 | VA | 69 |  |  | N | [5 empty] | X | X
19524 | University of California-LA | 52073 | UCLA So Campus Cogen Project | 721 Charles E. Young Dr., S | Los Angeles | CA | 90095 | Los Angeles | 34.0692 | -118.4439 | WECC | LDWP | Los Angeles Department of Water and Power | Municipality | 611 | NR | 5 | Commercial CHP | N |  | N |  | N |  | N | X |  | Los Angeles Department of Water & Power | 11208 | CA | 34.5 |  |  | N | SOUTHERN CALIFORNIA GAS COMPANY |  |  |  |  | N | X
54713 | Chevron USA Inc | 52076 | McKittrick Cogen | 21429 Lost Hills Rd | McKittrick | CA | 93251 | Kern | 35.3161 | -119.6597 | WECC | CISO | California Independent System Operator | Wells | 211 | NR | 7 | Industrial CHP | Y | 83-273-000 | N |  | N |  | N | X |  | Pacific Gas & Electric Co | 14328 | CA | 115 |  |  | N | Other - See pipeline notes. | MOJAVE PIPELINE CO LLC |  |  | San Joaquin Fuel System; Owned/Operated by Chevron North America Exploration and Production (CNAEP) | N | X
164 | AERA Energy LLC | 52077 | Lost Hills Cogeneration Plant | Holloway Rd and Highway 46 | Lost Hills | CA | 93251 | Kern | 35.6661 | -119.7669 | WECC | CISO | California Independent System Operator |  | 211 | NR | 7 | Industrial CHP | Y | 84-940-00 | N |  | N |  | N | X |  | Pacific Gas & Electric Co | 14328 | CA | 115 |  |  | N | SOUTHERN CALIFORNIA GAS COMPANY |  |  |  |  | N | X
54713 | Chevron USA Inc | 52078 | North Midway Cogen | 21429 Lost Hills Rd | McKittrick | CA | 93251 | Kern | 35.2761 | -119.5986 | WECC | CISO | California Independent System Operator | Wells | 211 | NR | 7 | Industrial CHP | Y | 84-095-000 | N |  | N |  | N | X |  | Pacific Gas & Electric Co | 14328 | CA | 115 |  |  | N | Other - See pipeline notes. | MOJAVE PIPELINE CO LLC |  |  | San Joaquin Fuel System; Owned/Operated by Chevron North America Exploration and Production (CNAEP) | N | X
54713 | Chevron USA Inc | 52081 | Cymric 31X Cogen | 21429 Lost Hills Rd | McKittrick | CA | 93251 | Kern | 35.3639 | -119.6592 | WECC | CISO | California Independent System Operator | Wells | 211 | NR | 7 | Industrial CHP | Y | 86-533-000 | N |  | N |  | N | X |  | Pacific Gas & Electric Co | 14328 | CA | 12 |  |  | N | Other - See pipeline notes. | MOJAVE PIPELINE CO LLC |  |  | San Joaquin Fuel System; Owned/Operated by Chevron North America Exploration and Production (CNAEP) | N | X
54713 | Chevron USA Inc | 52082 | Cymric 6Z Cogen | 21429 Lost Hills Rd | McKittrick | CA | 93251 | Kern | 35.3461 | -119.6434 | WECC | CISO | California Independent System Operator | Wells | 211 | NR | 7 | Industrial CHP | Y | 86-326-000 | N |  | N |  | N | X |  | Pacific Gas & Electric Co | 14328 | CA | 12 |  |  | N | Other - See pipeline notes. | MOJAVE PIPELINE CO LLC |  |  | San Joaquin Fuel System; Owned/Operated by Chevron North America Exploration and Production (CNAEP) | N | X
54713 | Chevron USA Inc | 52083 | Coalinga 6C Cogen | 39405 South Derrick Ave | Coalinga | CA | 93210 | Fresno | 36.2097 | -120.3828 | WECC | CISO | California Independent System Operator | Wells | 211 | NR | 7 | Industrial CHP | Y | 89-013-000 | N |  | N |  | N | X |  | Pacific Gas & Electric Co | 14328 | CA | 12 |  |  | N | Other - See pipeline notes. | MOJAVE PIPELINE CO LLC |  |  | San Joaquin Fuel System; Owned/Operated by Chevron North America Exploration and Production (CNAEP) | N | X
54713 | Chevron USA Inc | 52085 | Taft 26C Cogen | 26251 Highway 33 | Taft | CA | 93224 | Kern | 35.1133 | -119.4706 | WECC | CISO | California Independent System Operator | Wells | 211 | NR | 7 | Industrial CHP | Y | 82-065-000 | N |  | N |  | N | X |  | Pacific Gas & Electric Co | 14328 | CA | 12 |  |  | N | Other - See pipeline notes. | MOJAVE PIPELINE CO LLC |  |  | San Joaquin Fuel System; Owned/Operated by Chevron North America Exploration and Production (CNAEP) | N | X
54713 | Chevron USA Inc | 52086 | Coalinga 25D Cogen | 39405 South Derrick Ave | Coalinga | CA | 93210 | Fresno | 36.1556 | -120.3972 | WECC | CISO | California Independent System Operator | Wells | 211 | NR | 7 | Industrial CHP | Y | 86-662-001 | N |  | N |  | N | X |  | Pacific Gas & Electric Co | 14328 | CA | 12 |  |  | N | Other - See pipeline notes. | MOJAVE PIPELINE CO LLC | PACIFIC GAS |  | San Joaquin Fuel System; Owned/Operated by Chevron North America Exploration and Production (CNAEP) | N | X
19876 | Virginia Electric & Power Co | 52087 | Elizabeth River Power Station | 2837 South Military Hwy | Chesapeake | VA | 23323 | Chesapeake City | 36.775 | -76.3083 | SERC | PJM | PJM Interconnection, LLC | Air Cooling | 22 | RE | 1 | Electric Utility | N |  | N |  | N |  | N | X |  | Virginia Electric & Power Co | 19876 | VA | 230 |  |  | N | COLUMBIA GAS OF VIRGINIA |  |  |  |  | N
22652 | Texas City Cogeneration LLC | 52088 | Texas City Power Plant | 3221 5th Avenue South | Texas City | TX | 77590 | Galveston | 29.3787 | -94.9438 | TRE | ERCO | Electric Reliability Council of Texas, Inc. | Brazos River | 22 | NR | 3 | IPP CHP | N |  | N |  | N |  | N | X |  | Texas-New Mexico Power Co | 40051 | TX | 138 |  |  | N |  | HOUSTON PL CO LP |  |  |  | N | N
57151 | Celanese Acetate LLC | 52089 | Celanese Acetate LLC | 3520 Virginia Avenue | Narrows | VA | 24124 | Giles | 37.3439 | -80.765 | RFC | PJM | PJM Interconnection, LLC | New River | 314 | NR | 7 | Industrial CHP | N |  | N |  | N |  | Y | Y | OS | Appalachian Power Co | 733 | VA | 138 |  |  | N |  | COLUMBIA GAS TRANSMISSION CORP |  |  |  | N | X
54713 | Chevron USA Inc | 52092 | Kern River Fee B Cogen | 1546 China Grade Loop | Bakersfield | CA | 93308 | Kern | 35.4405 | -119.0077 | WECC | CISO | California Independent System Operator | Wells | 211 | NR | 7 | Industrial CHP | Y | 86-549-000 | N |  | N |  | N | X |  | Pacific Gas & Electric Co | 14328 | CA | 12 |  |  | N | Other - See pipeline notes. | MOJAVE PIPELINE CO LLC |  |  | San Joaquin Fuel System; Owned/Operated by Chevron North America Exploration and Production (CNAEP) | N | X
54713 | Chevron USA Inc | 52094 | Kern River Fee A Cogen | 1546 China Grade Loop | Bakerfield | CA | 93308 | Kern | 35.4598 | -119.0136 | WECC | CISO | California Independent System Operator | Wells | 211 | NR | 7 | Industrial CHP | Y | 86-327-000 | N |  | N |  | N | X |  | Pacific Gas & Electric Co | 14328 | CA | 12 |  |  | N | Other - See pipeline notes. | MOJAVE PIPELINE CO LLC |  |  | San Joaquin Fuel System; Owned/Operated by Chevron North America Exploration and Production (CNAEP) | N | X
54713 | Chevron USA Inc | 52095 | Kern River Fee C Cogen | 1546 China Grade Loop | Bakersfield | CA | 93308 | Kern | 35.4643 | -118.9963 | WECC | CISO | California Independent System Operator | Wells | 211 | NR | 7 | Industrial CHP | Y | 86-550-000 | N |  | N |  | N | X |  | Pacific Gas & Electric Co | 14328 | CA | 12 |  |  | N | Other - See pipeline notes. | MOJAVE PIPELINE CO LLC |  |  | San Joaquin Fuel System; Owned/Operated by Chevron North America Exploration and Production (CNAEP) | N | X
1569 | Berry Petroleum Co | 52096 | Berry Placerita Cogen | 25121 N Sierra Hwy | Santa Clarita | CA | 91321 | Los Angeles | 34.3841 | -118.4949 | WECC | CISO | California Independent System Operator |  | 324 | NR | 7 | Industrial CHP | Y | 86-703-000 | N |  | N |  | N | X |  | Southern California Edison Co | 17609 | CA | 66 |  |  | N | SOUTHERN CALIFORNIA GAS COMPANY |  |  |  |  | N | N
14155 | Orange County Sanitation Dist | 52099 | Plant No 2 Orange County | 22212 Brookhurst Street | Huntington Beach | CA | 92646 | Orange | 33.6433 | -117.9556 | WECC | CISO | California Independent System Operator | Treated Waste Water | 562212 | NR | 5 | Commercial CHP | Y | 87-520-000 | N |  | N |  | N | X |  | Southern California Edison Co | 17609 | CA | 66 |  |  | N | SOUTHERN CALIFORNIA GAS COMPANY |  |  |  |  | N | X
54713 | Chevron USA Inc | 52104 | Cymric 36W Cogen | 21429 Lost Hills Rd | McKittrick | CA | 93251 | Kern | 35.3633 | -119.6756 | WECC | CISO | California Independent System Operator | Wells | 211 | NR | 7 | Industrial CHP | Y | 82-067-000 | N |  | N |  | N | X |  | Pacific Gas & Electric Co | 14328 | CA | 12 |  |  | N | Other - See pipeline notes. | MOJAVE PIPELINE CO LLC |  |  | San Joaquin Fuel System; Owned/Operated by Chevron North America Exploration and Production (CNAEP) | N | X
49732 | Chevron Products Company-Richmond | 52105 | Richmond Refinery TG800 | 841 Chevron Way | Richmond | CA | 94802 | Contra Costa | 37.9322 | -122.3897 | WECC | CISO | California Independent System Operator | East Bay MUD | 32411 | NR | 7 | Industrial CHP | Y | 86-1097 | N |  | N |  | N | X |  | Pacific Gas & Electric Co | 14328 | CA | 115 |  |  | N | Other - See pipeline notes. |  |  |  |  | N | X
18340 | PES | 52106 | Philadelphia Refinery | 3144 Passyunk Ave | Philadelphia | PA | 19145 | Philadelphia | 39.9058 | -75.2122 | RFC | PJM | PJM Interconnection, LLC | Schuylkill River | 32411 | NR | 7 | Industrial CHP | N |  | N |  | N |  | N | X |  | PECO Energy Co | 14940 | PA | 230 | 69 |  | N |  | TEXAS EASTERN TRANSMISSION LP |  |  |  | N | N
54713 | Chevron USA Inc | 52107 | Kern River Eastridge Cogen | 1546 China Grade Loop | Bakersfield | CA | 93308 | Kern | 35.4406 | -118.9617 | WECC | CISO | California Independent System Operator | Wells | 211 | NR | 7 | Industrial CHP | Y | 86-602-000 | N |  | N |  | N | X |  | Pacific Gas & Electric Co | 14328 | CA | 115 |  |  | N | Other - See pipeline notes. | MOJAVE PIPELINE CO LLC |  |  | San Joaquin Fuel System; Owned/Operated by Chevron North America Exploration and Production (CNAEP) | N | X
49732 | Chevron Products Company-Richmond | 52109 | Richmond Cogen | 841 Chevron Way | Richmond | CA | 94802 | Contra Costa | 37.9418 | -122.3909 | WECC | CISO | California Independent System Operator | East Bay MUD | 32411 | NR | 7 | Industrial CHP | Y | 86-1097 | N |  | N |  | N | X |  | Pacific Gas & Electric Co | 14328 | CA | 115 |  |  | N | Other - See pipeline notes. |  |  |  | The Refinery also recieves a mid range BTU gas from California Energy Exchange Corporation | N | N
4361 | Ingredion Inc - Stockton | 52115 | Ingredion Stockton | 1021 Industrial Drive | Stockton | CA | 95206 | San Joaquin | 37.9128 | -121.2614 | WECC | CISO | California Independent System Operator |  | 311 | NR | 7 | Industrial CHP | Y | 83-384-000 | N |  | N |  | N | X |  | Pacific Gas & Electric Co | 14328 | CA | 125 |  |  | N |  | PACIFIC GAS |  |  |  | N | X
19876 | Virginia Electric & Power Co | 52118 | Multitrade of Pittsylvania LP | 821 Grit Road | Hurt | VA | 24563 | Pittsylvania | 37.1041 | -79.277 | SERC | PJM | PJM Interconnection, LLC | Roanoke River | 22 | RE | 1 | Electric Utility | N |  | N |  | N |  | N | X |  | Virginia Electric & Power Co | 19876 | VA | 115 |  |  | N
59875 | Olin Blue Cube Operations | 52120 | Freeport Energy | 2301 Brazosport Boulevard | Freeport | TX | 77541 | Brazoria | 28.9913 | -95.4075 | TRE | ERCO | Electric Reliability Council of Texas, Inc. | Gulf Of Mexico & Brazos River | 325 | NR | 7 | Industrial CHP | Y | 82-19-000 | N |  | N |  | N | X |  | CenterPoint Energy | 8901 | TX | 345 |  |  | N |  | HOUSTON PL CO LP |  |  |  | N | X
429 | Occidental Permian Ltd | 52122 | Wasson CO2 Removal Plant | 2582 County Road 355 | Denver City | TX | 79323 | Yoakum | 33.0099 | -102.7569 | SPP | SWPP | Southwest Power Pool | Wells | 211 | NR | 7 | Industrial CHP | Y | 86-730-000 | N |  | N |  | N | X |  | Southwestern Public Service Co | 17718 | TX | 230 |  |  | N |  | KINDER MORGAN TEXAS PIPELINE LLC |  |  |  | N | X
56079 | Vanguard Natural Resources LLC | 52127 | Elk Basin Gasoline Plant | 37 Rd. 1 NG | Powell | WY | 82435 | Park | 44.9806 | -108.8428 | WECC | PACE | PacifiCorp - East | Clarks Fork River | 211 | NR | 7 | Industrial CHP | N |  | N |  | N |  | N | X |  | PacifiCorp | 14354 | WY | 7.62 |  |  | N
44466 | BP PLC | 52130 | Whiting Refinery | 2815 Indianpolis Blvd. | Whiting | IN | 46394 | Lake | 41.6703 | -87.4803 | RFC | MISO | Midcontinent Independent Transmission System Operator, Inc.. | Lake Michigan | 32411 | NR | 7 | Industrial CHP | N |  | N |  | N |  | N | X |  | Northern Indiana Pub Serv Co | 13756 | IN | 138 |  |  | N |  | NORTHERN INDIANA PUBLIC SERVICE CO |  |  |  | N | X
17566 | South Houston Green Power LLC | 52131 | Power Station 3 | 2023 5th Ave South | Texas City | TX | 77590 | Galveston | 29.3794 | -94.9167 | TRE |  |  | Gulf Coast Water Authority | 32411 | NR | 7 | Industrial CHP | N |  | N |  | N |  |  | X
17566 | South Houston Green Power LLC | 52132 | Power Station 4 | 2023 5th Ave South | Texas City | TX | 77590 | Galveston | 29.3782 | -94.9219 | TRE | ERCO | Electric Reliability Council of Texas, Inc. | Gulf Coast Water Authority | 32411 | NR | 7 | Industrial CHP | Y | 85-134-001 | N |  | N |  | N | X |  | Texas-New Mexico Power Co | 40051 | TX | 138 |  |  | N |  | HOUSTON PL CO LP | KINDER MORGAN TEJAS PIPELINE LLC |  |  | N | X
18668 | Tesoro Refining and Marketing Co LLC | 52133 | Tesoro Mandan Cogeneration Plant | 900 Old Red Trail NE | Mandan | ND | 58554 | Morton | 46.8492 | -100.8808 | MRO | SWPP | Southwest Power Pool | Missouri River | 32411 | NR | 7 | Industrial CHP | N |  | N |  | N |  | N | X |  | Montana-Dakota Utilities Co | 12199 | ND | 4.16 |  |  | N | [5 empty] | N | N
34691 | Ormat Nevada Inc | 52138 | Steamboat 1A Power Plant | 1010 Power Plant Drive | Reno | NV | 89521 | Washoe | 39.3939 | -119.7537 | WECC | NEVP | Nevada Power Company | Wells | 22 | NR | 2 | IPP Non-CHP | N |  | Y | 88-538-000 | N |  |  | X |  | Sierra Pacific Power Co | 17166 | NV | 120 |  |  | N
8009 | International Paper Co | 52140 | International Paper Prattville Mill | 100 Jensen Road | Prattville | AL | 36067 | Autauga | 32.4187 | -86.4718 | SERC | SOCO | Southern Company Services, Inc. - Trans | Alabama River | 32213 | NR | 7 | Industrial CHP | N |  | N |  | N |  | Y | N | OP | Alabama Power Co | 195 | AL | 110 | 12 |  | N |  | Alabama Gas Corp |  |  |  | N | X
2770 | Terra-Gen Operating Co LLC | 52142 | Mojave 4 | 7021 Oak Creek Road | Mojave | CA | 93501 | Kern | 35.0506 | -118.2572 | WECC | CISO | California Independent System Operator |  | 22 | NR | 2 | IPP Non-CHP | N |  | Y | 88-384-000 | N |  |  | X |  | Southern California Edison Co | 17609 | CA | 230 |  |  | N
2770 | Terra-Gen Operating Co LLC | 52143 | Mojave 3 | 7021 Oak Creek Road | Mojave | CA | 93501 | Kern | 35.068 | -118.2898 | WECC | CISO | California Independent System Operator |  | 22 | NR | 2 | IPP Non-CHP | N |  | Y | 88-384-000 | N |  |  | X |  | Southern California Edison Co | 17609 | CA | 230 |  |  | N
2770 | Terra-Gen Operating Co LLC | 52144 | Mojave 5 | 7021 Oak Creek Road | Mojave | CA | 93501 | Kern | 35.076 | -118.2487 | WECC | CISO | California Independent System Operator |  | 22 | NR | 2 | IPP Non-CHP | N |  | Y | 88-368-000 | N |  |  | X |  | Southern California Edison Co | 17609 | CA | 230 |  |  | N
3221 | CPKelco U S Inc | 52147 | C P Kelco San Diego Plant | 2025 E Harbor Dr | San Diego | CA | 92113 | San Diego | 32.6947 | -117.1436 | WECC | CISO | California Independent System Operator | Municipality | 311 | NR | 7 | Industrial CHP | Y | 81-40-000 | N |  | N |  | N | X |  | San Diego Gas & Electric Co | 16609 | CA | 12 |  |  | N | SAN DIEGO GAS AND ELECTRIC COMPANY |  |  |  |  | Y | N
12320 | Merck & Co Inc | 52148 | Elkton | 2778 South East Side Highway | Elkton | VA | 22827 | Rockingham | 38.3836 | -78.6528 | SERC | PJM | PJM Interconnection, LLC | Wells | 325 | NR | 7 | Industrial CHP | Y | 83-283-000 | N |  | N |  | N | X |  | Virginia Electric & Power Co | 19876 | VA | 13.2 | 2.4 |  | N | COLUMBIA GAS OF VIRGINIA |  |  |  |  | N | X
12303 | Merck & Co Inc-West Point | 52149 | West Point (PA) | 770 Sumney Town Pike | West Point | PA | 19486 | Montgomery | 40.2205 | -75.3016 | RFC | PJM | PJM Interconnection, LLC | Well Water | 311 | NR | 7 | Industrial CHP | Y | 89-57-000 | N |  | N |  | N | X |  | PECO Energy Co | 14940 | PA | 34.5 |  |  | N | PECO ENERGY COMPANY |  |  |  |  | N | N
9424 | International Paper Co-Eastovr | 52151 | International Paper Eastover Facility | 4001 McCord's Ferry Rd | Eastover | SC | 29044 | Richland | 33.8872 | -80.6397 | SERC | SCEG | South Carolina Electric & Gas Company | Wateree River | 322122 | NR | 7 | Industrial CHP | Y | 84-27-000 | N |  | N |  | N | X |  | South Carolina Electric&Gas Company | 17539 | SC | 115 |  |  | N | Other - See pipeline notes. |  |  |  | Dominion Carolina Gas | N | X
9348 | International Paper | 52152 | International Paper Franklin Mill | 34040 Union Camp Dr. | Franklin | VA | 23851 | Isle of Wight | 36.6803 | -76.9128 | SERC | PJM | PJM Interconnection, LLC | Wells | 322122 | NR | 7 | Industrial CHP | Y | 84-135-001 | N |  | N |  | Y | Y | OP | Virginia Electric & Power Co | 19876 | VA | 115 |  |  | N | COLUMBIA GAS OF VIRGINIA |  |  |  |  | N | N
11290 | Lacomb Irrigation Dist | 52155 | Lacomb Irrigation District | End of Island Inn Drive | Lebanon | OR | 97355 | Linn | 44.5975 | -122.6854 | WECC | PACW | PacifiCorp - West | Crabtree Creek | 22 | NR | 2 | IPP Non-CHP | N |  | Y | 90-35-000 | N |  | N | X |  | PacifiCorp | 14354 | OR | 4.71 |  |  | N
7160 | Geysers Power Co LLC | 52158 | Aidlin Geothermal Power Plant | 10350 Socrates Mine Road | Middletown | CA | 95425 | Sonoma | 38.8339 | -122.881 | WECC | CISO | California Independent System Operator | Wells | 22 | NR | 2 | IPP Non-CHP | N |  | Y | 89-47-002 | N |  |  | X |  | Pacific Gas & Electric Co | 14328 | CA | 115 |  |  | N
2770 | Terra-Gen Operating Co LLC | 52160 | Victory Garden Phase IV LLC | 13000 Jameson Rd. | Techapi | CA | 93581 | Kern | 35.076 | -118.3664 | WECC | CISO | California Independent System Operator |  | 22 | NR | 2 | IPP Non-CHP | N |  | Y | 90-43-000 | N |  |  | X |  | Southern California Edison Co | 17609 | CA | 230 |  |  | N
2770 | Terra-Gen Operating Co LLC | 52161 | Terra-Gen 251 Wind LLC | 13000 Jameson Road | Tehachapi | CA | 93561 | Kern | 35.0853 | -118.3547 | WECC | CISO | California Independent System Operator |  | 22 | NR | 2 | IPP Non-CHP | N |  | Y | 87-365-000 | N |  |  | X |  | Southern California Edison Co | 17609 | CA | 230 |  |  | N
19740 | AES Wind Generation Inc | 52162 | 85 A | 161 N. Mill Unit A | Tehachapi | CA | 93561 | Kern | 35.1011 | -118.3372 | WECC | CISO | California Independent System Operator |  | 22 | NR | 2 | IPP Non-CHP | N |  | Y | 85-687-000 | N |  |  | X |  | Southern California Edison Co | 17609 | CA | 34 |  |  | N
19740 | AES Wind Generation Inc | 52163 | 85 B | 161 N. Mill Unit A | Tehachapi | CA | 93561 | Kern | 35.1011 | -118.3372 | WECC | CISO | California Independent System Operator |  | 22 | NR | 2 | IPP Non-CHP | N |  | Y | 85-686-000 | N |  |  | X |  | Southern California Edison Co | 17609 | CA | 34 |  |  | N
19740 | AES Wind Generation Inc | 52165 | Helzel & Schwarzhoff 88 Wind Farm | 13000 Jameson Road | Tehachapi | CA | 93561 | Kern | 35.0908 | -118.3936 | WECC | CISO | California Independent System Operator |  | 22 | NR | 2 | IPP Non-CHP | N |  | Y | 84-283-000 | N |  |  | X |  | Southern California Edison Co | 17609 | CA | 34 |  |  | N
59386 | Ampersand Collins Hydro LLC | 52166 | Collins Facility | Cottage Ave | Wilbraham | MA | 1095 | Hampden | 42.1569 | -72.4227 | NPCC | ISNE | ISO New England Inc. | Chicopee River | 22 | NR | 2 | IPP Non-CHP | N |  | Y | QF06-163 | N |  | N | X |  | Massachusetts Electric Co | 11804 | MA | 13.8 |  |  | N
24210 | Riverbay Corp | 52168 | Riverbay | 98 Co-op City Blvd. | New York | NY | 10475 | Bronx | 40.87 | -73.8244 | NPCC | NYIS | New York Independent System Operator | Municipality | 814 | NR | 5 | Commercial CHP | N |  | N |  | N |  | N | X |  | Consolidated Edison Co-NY Inc | 4226 | NY | 26.4 |  |  | N | CONSOLIDATED EDISON NEW YORK INC |  |  |  |  | N | X
12687 | Midway-Sunset Cogeneration Co | 52169 | Midway Sunset Cogen | 3466 W Crocker Springs Road | Fellows | CA | 93224 | Kern | 35.2269 | -119.6294 | WECC | CISO | California Independent System Operator |  | 22 | NR | 3 | IPP CHP | Y | 86-433-004; 86-433-005; 86-433-006 | N |  | N |  | N | X |  | Pacific Gas & Electric Co | 14328 | CA | 230 |  |  | N | SOUTHERN CALIFORNIA GAS COMPANY | KERN RIVER GAS TRANSMISSION CO |  |  |  | N | X
56838 | KEI (Maine) Power Management (III) LLC | 52171 | Upper Barker | 146 Mill Street | Auburn | ME | 4210 | Androscoggin | 44.0869 | -70.2293 | NPCC | ISNE | ISO New England Inc. | Little Androscoggin | 22 | NR | 2 | IPP Non-CHP | N |  | Y | 89-229-001 | N |  |  | X |  | Central Maine Power Co | 3266 | ME | 12 |  |  | N | [5 empty] | N | X
42659 | Pennsylvania Renewable Resources | 52173 | Conemaugh Hydro Plant | 1665 Auen Rd Ste C | Saltsburg | PA | 15681 | Westmoreland | 40.4644 | -79.3657 | RFC | PJM | PJM Interconnection, LLC | Conemaugh River | 22 | NR | 2 | IPP Non-CHP | N |  | Y | 85-621-001 | N |  | N | X |  | Pennsylvania Electric Co | 14711 | PA | 1 |  |  | N | [5 empty] | X
56677 | Cyrq Energy Corp | 52174 | Soda Lake Geothermal No I II | 5500 Soda Lake | Fallon | NV | 89406 | Churchill | 39.557 | -118.8383 | WECC | NEVP | Nevada Power Company | Wells | 22 | NR | 2 | IPP Non-CHP | N |  | Y | 87-263-002 | N |  |  | X |  | Sierra Pacific Power Co | 17166 | NV | 69 |  |  | N
7168 | CITGO Petroleum Corp | 52175 | CITGO Refinery Powerhouse | Highway 108 | Sulphur | LA | 70663 | Calcasieu | 30.1826 | -93.3234 | SERC | MISO | Midcontinent Independent Transmission System Operator, Inc.. | Calcasieu River | 32411 | NR | 7 | Industrial CHP | N |  | N |  | N |  |  | X |  | Entergy Gulf States - LA LLC | 55936 | LA | 230 |  |  | N |  | TARGA MIDSTREAM SERVICES LLC |  |  |  | N
15300 | Power Resources Ltd | 52176 | C R Wing Cogen Plant | 500 Refinery Road | Big Spring | TX | 79720 | Howard | 32.2732 | -101.4224 | TRE | ERCO | Electric Reliability Council of Texas, Inc. | Colo.River Municipal Water Dis | 22 | NR | 3 | IPP CHP | N |  | N |  | Y | 03-22-000 | N | X |  | Oncor Electric Delivery Company LLC | 44372 | TX | 345 |  |  | N |  | ONEOK WES TEX TRANSMISSION LLC |  |  |  | N | X
18617 | Tesoro Alaska Company LLC | 52184 | Tesoro Kenai Cogeneration Plant | 54741 Tesoro Road | Kenai | AK | 99611 | Kenai Peninsula | 60.677 | -151.3815 | ASCC |  |  |  | 32411 | NR | 7 | Industrial CHP | Y | 91-162-000 | N |  | N |  | N | X |  | Homer Electric Assn Inc | 19558 | AK | 25 |  |  | N |  | Other - Please explain in pipeline notes below. |  |  |  | N | X
20323 | Wellhead Services Inc | 52186 | Yuba City Cogen Partners | 870 N Walton Ave | Yuba City | CA | 95992 | Sutter | 39.1367 | -121.6398 | WECC | CISO | California Independent System Operator | City Water | 22 | NR | 3 | IPP CHP | Y | 90-151-001 | N |  | N |  | N | X |  | Pacific Gas & Electric Co | 14328 | CA | 60 |  |  | N |  | PACIFIC GAS |  |  |  | N | X
6359 | Falls Creek Hydroelectric Project LP | 52187 | Falls Creek | Hwy 20, mile post 49 | Cascadia | OR | 97329 | Linn | 44.3968 | -122.3502 | WECC | PACW | PacifiCorp - West | Falls Creek | 22 | NR | 2 | IPP Non-CHP | N |  | Y | 85-253-002 | N |  | N | X |  | PacifiCorp | 14354 | OR | 4.16 |  |  | N | [5 empty] | N
4202 | Phillips 66-Ponca City Refinery | 52188 | Ponca City Refinery | 1000 S Pine | Ponca City | OK | 74603 | Kay | 36.688 | -97.088 | SPP | SWPP | Southwest Power Pool | Wells | 32411 | NR | 7 | Industrial CHP | N |  | N |  | N |  | N | X |  | Oklahoma Gas & Electric Co | 14063 | OK | 15 |  |  |  | OKLAHOMA NATURAL GAS CO | SOUTHERN STAR CENTRAL GAS PIPELINE | SOUTHERN STAR CENTRAL GAS PIPELINE
56605 | Delaware City Refining Company LLC | 52193 | Delaware City Plant | 2000 Wrangle Hill Road | Delaware City | DE | 19706 | New Castle | 39.5871 | -75.6343 | RFC | PJM | PJM Interconnection, LLC | Delaware River | 32411 | NR | 7 | Industrial CHP | Y | 92-17-003 | N |  | N |  | N | X |  | Delmarva Power | 5027 | DE | 138 |  |  | N |  | EASTERN SHORE NATURAL GAS CO |  |  |  | N | X
57165 | Otay Landfill Gas LLC c/o EPP Service Company, LLC | 52204 | Otay Landfill Gas, LLC | 1600 Maxwell Road | Chula Vista | CA | 91911 | SAN DIEGO | 32.5983 | -117.0178 | WECC | CISO | California Independent System Operator | Private | 22 | NR | 2 | IPP Non-CHP | N |  | Y | 83-87-004, 05-143-004, 13-347-000, 13-348-000 | N |  | N | X |  | San Diego Gas & Electric Co | 16609 | CA | 12.5 |  |  | N
17610 | SP Fiber Technologies LLC | 54004 | WestRock Southeast, LLC. | 709 Papermill Road | Dublin | GA | 31027 | Laurens | 32.5036 | -82.8443 | SERC | SOCO | Southern Company Services, Inc. - Trans | Oconee River | 322122 | NR | 7 | Industrial CHP | Y | 03-34-000 | N |  | N |  | Y | Y | OP | Georgia Transmission Corp | 7197 | GA | 115 |  |  | N | DUBLIN CITY OF |  |  |  |  | N
12380 | Montana Dept-Natural Res&Consv | 54006 | Broadwater Power Project | 511 Toston Dam Road | Toston | MT | 59643 | Broadwater | 46.1206 | -111.4077 | WECC | NWMT | NorthWestern Energy (NWMT) | Missouri River | 22 | NR | 2 | IPP Non-CHP | N |  | N |  | N |  |  | X |  | NorthWestern Energy LLC - (MT) | 12825 | MT | 100 |  |  | N
57224 | MM West Covina Energy LLC | 54015 | MM West Covina | 2210 S.Azusa Avenue | West Covina | CA | 91791 | Los Angeles | 34.0332 | -117.9061 | WECC | CISO | California Independent System Operator | Municipality | 22 | NR | 2 | IPP Non-CHP | N |  | Y | 91-153-005 | N |  |  | X |  | Southern California Edison Co | 17609 | CA | 12 |  |  | N
11295 | Los Angeles County-San Gabriel | 54017 | San Gabriel Hydro Project | 9700 N San Gabriel Canyon Road | Azusa | CA | 91702 | Los Angeles | 34.2043 | -117.8557 | WECC | CISO | California Independent System Operator | San Gabriel River | 22 | NR | 2 | IPP Non-CHP | N |  | Y | 87-661-000 | N |  | N | X |  | Southern California Edison Co | 17609 | CA | 12 |  |  | N
54842 | WM Renewable Energy LLC | 54033 | Wheelabrator North Broward | 2600 Wiles Road | Pompano Beach | FL | 33073 | Broward | 26.2878 | -80.1581 | FRCC | FPL | Florida Power & Light Company | Municipality | 22 | NR | 2 | IPP Non-CHP | N |  | Y | 86-286-000; 93-42-000 | N |  |  | X |  | Florida Power & Light Co | 6452 | FL | 138 |  |  | N | [5 empty] | X | X
6838 | Rensselaer Generating LLC | 54034 | Rensselaer Cogen | 39 Riverside Avenue | Rensselaer | NY | 12144 | Rensselaer | 42.6253 | -73.75 | NPCC | NYIS | New York Independent System Operator | Rensselaer Municipal Water | 22 | NR | 2 | IPP Non-CHP | N |  | N |  | Y | 05-22-000 | N | X |  | Niagara Mohawk Power Corp. | 13573 | NY | 115 |  |  | N | NIAGARA MOHAWK DBA NATIONAL GRID |  |  |  |  | N | X
55808 | Westmoreland Partners | 54035 | Roanoke Valley Energy Facility I | 290 Power Place, PO Box 351 | Weldon | NC | 27890 | Halifax | 36.4364 | -77.6167 | SERC | PJM | PJM Interconnection, LLC | Municipality | 22 | NR | 3 | IPP CHP | Y | 90-147-000; 90-57-000 | N |  | Y | 93-57-000 | N | X |  | Virginia Electric & Power Co | 19876 | NC | 230 |  |  | N | [5 empty] | X | X
34691 | Ormat Nevada Inc | 54038 | Geo East Mesa II | 3300 East Evan Hewes Highway | Holtville | CA | 92250 | Imperial | 32.7757 | -115.2637 | WECC | IID | Imperial Irrigation District | Imperial Irrigation Water Dist | 22 | NR | 2 | IPP Non-CHP | N |  | Y | 88-202-009, 88-203-009 | N |  |  | X |  | Imperial Irrigation District | 9216 | CA | 92 |  |  | N
11127 | Lockport Energy Associates LP | 54041 | Lockport Energy Associates LP | 5087 Junction Road | Lockport | NY | 14094 | Niagara | 43.1619 | -78.745 | NPCC | NYIS | New York Independent System Operator | Municipality | 22 | NR | 3 | IPP CHP | N |  | N |  | N |  | N | X |  | New York State Elec & Gas Corp | 13511 | NY | 115 |  |  | N |  | TENNESSEE GAS PIPELINE COMPANY |  |  |  | N | N
19528 | University of Illinois | 54044 | University of Illinois Cogen Facility | 1140 S. Morgan | Chicago | IL | 60680 | Cook | 41.8675 | -87.6524 | RFC | PJM | PJM Interconnection, LLC | City of Chicago Water | 611 | NR | 5 | Commercial CHP | Y | 93-46-000 | N |  | N |  | N | X |  | Commonwealth Edison Co | 4110 | IL | 69 |  |  | N | PEOPLES GAS LIGHT AND COKE COMPANY |  |  |  |  | N | X
2518 | U S Bureau of Reclamation | 54050 | Glines Hydroelectric Project | Hwy 101, Elwha River at mi. 12 | Port Angeles | WA | 98362 | Clallam | 48.0022 | -123.6002 | WECC | BPAT | Bonneville Power Administration | Elwha River | 22 | RE | 1 | Electric Utility | N |  | N |  | N |  |  | X |  | PUD No 1 of Clallam County | 3644 | WA | 69 |  |  | N
2518 | U S Bureau of Reclamation | 54051 | Elwha Hydroelectric Project | Hwy 101, Elwa River at mi. 5 | Port Angeles | WA | 98362 | Clallam | 48.0949 | -123.5574 | WECC | BPAT | Bonneville Power Administration | Elwha River | 22 | RE | 1 | Electric Utility | N |  | N |  | N |  |  | X |  | PUD No 1 of Clallam County | 3644 | WA | 69 |  |  | N
14584 | Pawtucket Power Associates LP | 54056 | Pawtucket Power Associates | 181 Concord Street | Pawtucket | RI | 2860 | Providence | 41.8615 | -71.4069 | NPCC | ISNE | ISO New England Inc. | Municipality | 22 | NR | 2 | IPP Non-CHP | N |  | N |  | Y | 88-66-002 | N | X |  | The Narragansett Electric Co | 13214 | RI | 23 |  |  | N | NARRAGANSETT ELECTRIC CO GAS DIV RI |  |  |  |  | N | N
16073 | Riverview Energy Systems | 54057 | Riverview Energy Systems | 20000 Grange Rd | Riverview | MI | 48192 | Wayne | 42.1661 | -83.2129 | RFC | MISO | Midcontinent Independent Transmission System Operator, Inc.. |  | 22 | NR | 2 | IPP Non-CHP | N |  | Y | 87-677-000 | N |  | N | X |  | DTE Electric Company | 5109 | MI | 41 |  |  | N | [5 empty] | N | X
9261 | Indeck-Olean Ltd Partnership | 54076 | Indeck Olean Energy Center | 140 Moore Ave. | Olean | NY | 14760 | Cattaraugus | 42.0859 | -78.4543 | NPCC | NYIS | New York Independent System Operator | Wells | 22 | NR | 3 | IPP CHP | N |  | N |  | Y | 99-44-000 | N | X |  | Niagara Mohawk Power Corp. | 13573 | NY | 115 |  |  | N |  | NATIONAL FUEL GAS SUPPLY CORPORATION |  |  |  | N | N
55740 | Spruance Genco LLC | 54081 | Spruance Genco LLC | 5001 Commerce Road | Richmond | VA | 23234 | Richmond City | 37.4556 | -77.4308 | SERC | PJM | PJM Interconnection, LLC | James River | 22 | NR | 3 | IPP CHP | Y | 90-81, 98-38 | N |  | N |  | N | X |  | Virginia Electric & Power Co | 19876 | VA | 230 |  |  | N | [5 empty] | N | N
55738 | Verso Paper Androscoggin LLC | 54085 | Androscoggin Mill | Riley Road | Jay | ME | 4239 | Franklin | 44.5063 | -70.2395 | NPCC | ISNE | ISO New England Inc. | Androscoggin River | 322 | NR | 7 | Industrial CHP | Y | 86-380-000 | N |  | N |  | N | X |  | Central Maine Power Co | 3266 | ME | 115 |  |  | N |  | PORTLAND NATURAL GAS TRANS SYSTEM |  |  |  | N | X
9390 | International Paper Co-GT Mill | 54087 | International Paper Georgetown Mill | 700 South Kaminski Street | Georgetown | SC | 29440 | Georgetown | 33.3602 | -79.3026 | SERC | SC | South Carolina Public Service Authority | Waste Treatment Pond | 322122 | NR | 7 | Industrial CHP | Y | 85-10-000 | N |  | N |  | N | X |  | Santee Electric Coop, Inc | 16606 | SC | 35.8 |  |  | N |  | CAROLINA GAS TRANSMISSION CORP |  |  |  | N | X
9312 | IPC-Mansfield Mill | 54091 | Mansfield Mill | 1202 Hwy 509 | Mansfield | LA | 71052 | DeSoto | 32.1575 | -93.5562 | SPP | MISO | Midcontinent Independent Transmission System Operator, Inc.. | Municipality | 32213 | NR | 7 | Industrial CHP | Y | 83-225-000 | N |  | N |  | N | X |  | Cleco Power LLC | 3265 | LA | 13.8 |  |  |  |  | GULF SOUTH PIPELINE COMPANY LP | J-W GATHERING COMPANY
9393 | International Paper Co-Riverdl | 54096 | International Paper Riverdale Mill | 601 County Rd 78 | Selma | AL | 36703 | Dallas | 32.426 | -86.8709 | SERC | SOCO | Southern Company Services, Inc. - Trans | Alabama River | 322122 | NR | 7 | Industrial CHP | Y | 82-215-000 | N |  | N |  | Y | N | OP | Alabama Power Co | 195 | AL | 115 |  |  | N |  | ALABAMA GAS CORP |  |  |  | N
9385 | International Paper Co | 54097 | International Paper Texarkana Mill | 9978 FM 3129 | Queen City | TX | 75572 | Cass | 33.2553 | -94.0696 | SPP | SWPP | Southwest Power Pool | Sulphur River | 32213 | NR | 7 | Industrial CHP | N |  | N |  | N |  |  | X |  | Southwestern Public Service Co | 17718 | TX | 138 |  |  | N |  | NATURAL GAS PL CO OF AMERICA LLC |  |  |  | N
54738 | Thilmany LLC | 54098 | Kaukauna Paper Mill | 600 Thilmany Road | Kaukauna | WI | 54130 | Outagamie | 44.2826 | -88.2534 | MRO | MISO | Midcontinent Independent Transmission System Operator, Inc.. | River | 322122 | NR | 7 | Industrial CHP | Y | 91-99-000 | N |  | N |  | N | X |  | City of Kaukauna | 10056 | WI | 34.5 |  |  | N | [5 empty] | N | X
9350 | IPC-Ticonderoga | 54099 | Ticonderoga Mill | 568 Shore Airport Rd. | Ticonderoga | NY | 12883 | Essex | 43.8914 | -73.397 | NPCC | NYIS | New York Independent System Operator | Lake Champlain | 322122 | NR | 7 | Industrial CHP | Y | 91-97-000 | N |  | N |  |  | X |  | Niagara Mohawk Power Corp. | 13573 | NY | 115 |  |  | N |  | None |  |  |  | X | X
9382 | International Paper Co-Vicksbg | 54100 | International Paper Vicksburg Mill | Higway 3 North | Vicksburg | MS | 39181 | Warren | 32.5292 | -90.7742 | SERC | MISO | Midcontinent Independent Transmission System Operator, Inc.. | Yazoo River | 322122 | NR | 7 | Industrial CHP | Y | 91-98-000 | N |  | N |  | Y | N | OP | Yazoo Valley Elec Power Assn | 21114 | MS | 13.8 |  |  | N |  | GULF SOUTH PIPELINE COMPANY LP |  |  |  | N
7172 | Georgia-Pacific Cedar Springs LLC | 54101 | Georgia-Pacific Cedar Springs | GA Hwy 273 W | Cedar Springs | GA | 31732 | Early | 31.166 | -85.0951 | SERC | SOCO | Southern Company Services, Inc. - Trans | Chattahoochee River | 32213 | NR | 7 | Industrial CHP | Y | 93-114-000 | Y | 93-114-000 | N |  | Y | N | OP | Georgia Power Co | 7140 | GA | 115 |  |  | N |  | SOUTHERN NATURAL GAS COMPANY
5033 | Domtar Industries Inc | 54103 | Port Edwards Mill | 100 Wisconsin River Dr. | Port Edwards | WI | 54469 | Wood | 44.3364 | -89.8672 | RFC | MISO | Midcontinent Independent Transmission System Operator, Inc.. | Wisconsin River | 322122 | NR | 6 | Industrial Non-CHP | N |  | Y | 93-119-000 | N |  | N | X |  | Wisconsin Power & Light Co | 20856 | WI | 690 |  |  | N
5262 | Domtar Industries Inc | 54104 | Ashdown | 285 Hwy. 71 South | Ashdown | AR | 71822 | Little River | 33.6417 | -94.1083 | SPP | SWPP | Southwest Power Pool | Millwood Lake | 322122 | NR | 7 | Industrial CHP | Y | 89-318-000 | N |  | N |  | Y | N | OP | Southwestern Electric Power Co | 17698 | AR | 69 |  |  | N | CENTERPOINT ENERGY ARKLA |  |  |  |  | N
49748 | ORCAL Geothermal, Inc | 54111 | Second Imperial Geothermal | 855 Dogwood Road | Heber | CA | 92249 | Imperial | 32.7144 | -115.5356 | WECC | IID | Imperial Irrigation District | Irrigation Canal | 22 | NR | 2 | IPP Non-CHP | N |  | Y | 92-53-000 | N |  |  | X |  | Imperial Irrigation District | 9216 | CA | 92 |  |  | N
10349 | KIAC Partners | 54114 | Kennedy International Airport Cogen | JFK Airport, Building 49 | Jamaica | NY | 11430 | Queens | 40.6417 | -73.7778 | NPCC | NYIS | New York Independent System Operator | Municipality | 22 | NR | 3 | IPP CHP | Y | 91-54-002 | N |  | N |  | N | X |  | Consolidated Edison Co-NY Inc | 4226 | NY | 138 |  |  | N | Other - See pipeline notes. |  |  |  | National Grid is the LDC. | N | N
56839 | KEI (Maine) Power Management (IV) LLC | 54123 | Mechanic Falls | 31 Elm Street | Mechanic Falls | ME | 4256 | Androscoggin | 44.1112 | -70.3907 | NPCC | ISNE | ISO New England Inc. | Little Androscoggin | 22 | NR | 2 | IPP Non-CHP | N |  | Y | 86-43-001 | N |  | N | X |  | Central Maine Power Co | 3266 | ME | 34.5 |  |  | N | [5 empty] | N | X
56837 | KEI (Maine) Power Management (II) LLC | 54124 | Pittsfield Hydro | 1364 Main Street | Burnham | ME | 4967 | Somerset | 44.7214 | -69.412 | NPCC | ISNE | ISO New England Inc. | Sebasticook River | 22 | NR | 2 | IPP Non-CHP | N |  | Y | 06-320-000 | N |  | N | X |  | Central Maine Power Co | 3266 | ME | 34.5 |  |  | N | [5 empty] | N | X
50136 | North American Energy Services | 54131 | Fortistar North Tonawanda | 1070 Erie Ave | North Tonawanda | NY | 14120 | Niagara | 43.0483 | -78.8539 | NPCC | NYIS | New York Independent System Operator | Municipality | 22 | NR | 3 | IPP CHP | Y | 89-111-01 | N |  | N |  | N | X |  | Niagara Mohawk Power Corp. | 13573 | NY | 115 |  |  | N |  | NATIONAL FUEL GAS SUPPLY CORPORATION |  |  |  | N | X
7595 | Great Lakes Hydro America LLC | 54134 | Great Lakes Hydro America - ME | 1024 Cenetral Street | Millinocket | ME | 4462 | Penobscot | 45.6472 | -68.7044 | NPCC | ISNE | ISO New England Inc. | West Branch Penobscot River | 22 | NR | 2 | IPP Non-CHP | N |  | N |  | Y | 02-137-000 | N | X |  | Emera Maine | 1179 | ME | 115 |  |  | N | [5 empty] | X | X
5068 | Denver City & County of | 54142 | Hillcrest Pump Station | 4200 South Happy Canyon Rd | Denver | CO | 80237 | Denver | 39.6419 | -104.9138 | WECC | PSCO | Public Service Company of Colorado | Cherry Creek Lake | 22 | NR | 2 | IPP Non-CHP | N |  | Y | 10-97-300 | N |  |  | X |  | Public Service Co of Colorado | 15466 | CO | 13.2 |  |  | N
56597 | Hydro Kennebec LLC | 54148 | Hydro Kennebec Project | 51 Simpson Avenue | Winslow | ME | 4901 | Kennebec | 44.563 | -69.6192 | NPCC | ISNE | ISO New England Inc. | Kennebec River | 22 | NR | 2 | IPP Non-CHP | N |  | Y | 86-279-001 | N |  |  | X |  | Central Maine Power Co | 3266 | ME | 34.5 |  |  | N
13587 | Nissequoque Cogen Partners | 54149 | Stony Brook Cogen Plant | Gymnasium Road | Stony Brook | NY | 11794 | Suffolk | 40.9168 | -73.1291 | NPCC | NYIS | New York Independent System Operator | Municipality | 22 | NR | 3 | IPP CHP | Y | 91-38-001 | N |  | N |  | N | X |  | Long Island Power Authority | 11171 | NY | 69 |  |  | N | KEYSPAN ENERGY DBA NATIOAL GRID NY |  |  |  |  | N
9434 | Iowa State University | 54201 | Iowa State University | Room 220 Power Plant | Ames | IA | 50011 | Story | 42.0275 | -93.6394 | MRO | MISO | Midcontinent Independent Transmission System Operator, Inc.. | Wells | 611 | NR | 5 | Commercial CHP | N |  | N |  | N |  | Y | N | OP | City of Ames - (IA) | 554 | IA | 69 |  |  | N | NORTHERN NATURAL GAS |  |  |  |  | N | X
10963 | Lewiston City of | 54202 | Upper Androscoggin | 541 Lisbon St. | Lewiston | ME | 4243 | Androscoggin | 44.088 | -70.2124 | NPCC | ISNE | ISO New England Inc. | Androscoggin River | 22 | NR | 2 | IPP Non-CHP | N |  | N |  | N |  |  | X |  | Central Maine Power Co | 3266 | ME | 12 |  |  | N | [5 empty] | N
12704 | Mississippi Baptist Medical | 54203 | Mississippi Baptist Medical Center | 1225 N. State St | Jackson | MS | 39202 | Hinds | 32.3133 | -90.1797 | SERC | MISO | Midcontinent Independent Transmission System Operator, Inc.. |  | 622 | NR | 5 | Commercial CHP | N |  | N |  | N |  |  | X |  | Entergy Mississippi Inc | 12685 | MS | 13.2 |  |  | N | ATMOS ENERGY CORPORATION |  |  |  |  | N
56616 | ArcelorMittal Warren Inc | 54207 | ArcelorMittal Warren | 2234 Main Ave | Warren | OH | 44482 | Trumbull | 41.2119 | -80.8176 | RFC | PJM | PJM Interconnection, LLC | Mahoning River | 3311 | NR | 7 | Industrial CHP | N |  | N |  | N |  | N | X |  | Ohio Edison Co | 13998 | OH | 138 |  |  | N |  | DOMINION TRANSMISSION INCORPORATED |  |  |  | N | N
491 | American Crystal Sugar Co | 54210 | American Crystal Sugar Hillsboro | Highway 81 South | Hillsboro | ND | 58045 | Traill | 47.4376 | -97.0631 | MRO | MISO | Midcontinent Independent Transmission System Operator, Inc.. | sugarbeet water reclaimed | 311 | NR | 7 | Industrial CHP | N |  | N |  | N |  | Y | Y | OP | Nodak Electric Coop Inc | 12301 | ND | 12.5 |  |  | N | [5 empty] | X | X
491 | American Crystal Sugar Co | 54211 | American Crystal Sugar Moorhead | 2500 North 11th | Moorhead | MN | 56560 | Clay | 46.9026 | -96.7611 | MRO | SWPP | Southwest Power Pool | sugarbeet water reclaimed | 311 | NR | 7 | Industrial CHP | N |  | N |  | N |  | N | X |  | City of Moorhead - (MN) | 12894 | MN | 12.5 |  |  | N | [5 empty] | X | X
491 | American Crystal Sugar Co | 54212 | American Crystal Sugar Crookston | Highway 75 South | Crookston | MN | 56716 | Polk | 47.7647 | -96.6334 | MRO | MISO | Midcontinent Independent Transmission System Operator, Inc.. | sugarbeet water reclaimed | 311 | NR | 7 | Industrial CHP | N |  | N |  | N |  | N | X |  | Otter Tail Power Co | 14232 | MN | 12.5 |  |  | N | [5 empty] | X | X
491 | American Crystal Sugar Co | 54213 | American Crystal Sugar Drayton | County Hwy 44 | Drayton | ND | 58225 | Pembina | 48.5932 | -97.1761 | MRO | MISO | Midcontinent Independent Transmission System Operator, Inc.. | sugarbeet water reclaimed | 311 | NR | 7 | Industrial CHP | N |  | N |  | N |  | Y | Y | OP | Nodak Electric Coop Inc | 12301 | ND | 4.16 |  |  | N | [5 empty] | X | X
491 | American Crystal Sugar Co | 54214 | American Crystal Sugar East Grand Forks | Business Hwy 2 | East Grand Forks | MN | 56721 | Polk | 47.9272 | -97.0072 | MRO | MISO | Midcontinent Independent Transmission System Operator, Inc.. | sugarbeet water reclaimed | 311 | NR | 7 | Industrial CHP | N |  | N |  | N |  | N | X |  | City of East Grand Forks - (MN) | 5575 | MN | 12.5 |  |  | N | [5 empty] | X | X
2053 | Bowater Newport Coosa Pines Op | 54216 | U S Alliance Coosa Pines | 17589 Plant Rd | Coosa Pines | AL | 35044 | Talladega | 33.3281 | -86.3568 | SERC | SOCO | Southern Company Services, Inc. - Trans | Coosa River | 322 | NR | 7 | Industrial CHP | N |  | N |  | N |  | Y | N | OP | Alabama Power Co | 195 | AL | 110 |  |  | N |  | SOUTHERN NATURAL GAS COMPANY |  |  |  | N | X
59479 | Covanta Energy Americas, Inc. | 54219 | Burney Mountain Power | Hwy 299 East Energy Drive | Burney | CA | 96013 | Shasta | 40.9095 | -121.6404 | WECC | CISO | California Independent System Operator | Wells | 22 | NR | 2 | IPP Non-CHP | N |  | Y | 83-37-000 | N |  |  | X |  | Pacific Gas & Electric Co | 14328 | CA | 60 |  |  | N |  | PACIFIC GAS |  |  |  | N | X
29925 | Enterprise Products Optg LP | 54221 | Blanco Compressor Station | 81 County Rd 4900 | Bloomfield | NM | 87413 | San Juan | 36.7311 | -107.9628 | WECC | WACM | Western Area Power Administration - Rocky Mountain Region | Air Cooled | 2212 | NR | 6 | Industrial Non-CHP | N |  | N |  | N |  | N | X |  | City of Farmington | 6204 | NM | 69 |  |  | N | Other - See pipeline notes. |  |  |  | This plant has been retired and not connected to a LDC | X | X
6738 | Franklin Heating Station | 54224 | Franklin Heating Station | 119 3rd Street SW | Rochester | MN | 55902 | Olmsted | 44.0206 | -92.4656 | MRO | MISO | Midcontinent Independent Transmission System Operator, Inc.. | Well, Municipality | 622 | NR | 5 | Commercial CHP | N |  | N |  | N |  | N | X |  | Rochester Public Utilities | 16181 | MN | 13.8 |  |  | N | MINNESOTA ENERGY RESOURCES |  |  |  |  | N | N
7209 | The Gillette Company | 54225 | Gillette SBMC | One Gillette Park | Boston | MA | 2127 | Suffolk | 42.3436 | -71.0559 | NPCC | ISNE | ISO New England Inc. | Fort Point Channel | 332 | NR | 7 | Industrial CHP | N |  | N |  | N |  | N | X |  | NSTAR Electric Company | 54913 | MA | 13.8 |  |  | N | Other - See pipeline notes. |  |  |  |  | N
5989 | Erving Paper Mills Inc | 54228 | Erving Paper Mills | 97 East Main St | Erving | MA | 1344 | Franklin | 42.5983 | -72.3875 | NPCC | ISNE | ISO New England Inc. | Millers River | 322122 | NR | 7 | Industrial CHP | N |  | N |  | N |  | N |  |  | Massachusetts Electric Co | 11804 | MA | 13.8 |  |  | N |  | VERMONT GAS SYSTEMS INC |  |  |  | N | N
14928 | Pfizer Inc | 54236 | Pfizer Groton Plant | Eastern Point Rd, MS 9101 | Groton | CT | 6340 | New London | 41.3315 | -72.0786 | NPCC | ISNE | ISO New England Inc. | Thames River | 325 | NR | 7 | Industrial CHP | Y | 89-350-000 | N |  | N |  | N | X |  | Groton Dept of Utilities - (CT) | 7716 | CT | 34.5 |  |  | N | YANKEE GAS SVC CO | Algonquin Gas Transmission Company |  |  |  | N | N
56652 | DTE Stockton LLC | 54238 | Stockton Biomass | 2526 Washington St | Stockton | CA | 95203 | San Joaquin | 37.9436 | -121.3304 | WECC | CISO | California Independent System Operator | California Water Service | 22 | NR | 3 | IPP CHP | Y | 85-311-002 | N |  | N |  | N | X |  | Pacific Gas & Electric Co | 14328 | CA | 60 |  |  | N |  | PACIFIC GAS |  |  |  | N
10339 | Kings Bay Naval Base | 54239 | Naval Submarine Base Kings Bay | 910 USS Hunley Ave | Kings Bay | GA | 31547 | Camden | 30.7917 | -81.5333 | SERC | SOCO | Southern Company Services, Inc. - Trans |  | 928 | NR | 4 | Commercial Non-CHP | N |  | N |  | N |  | N | X |  | Georgia Transmission Corp | 7197 | GA | 230 |  |  | N | [5 empty] | X | X
11233 | Louisiana Tech University | 54240 | Louisiana Tech University Power Plant | PO BOX 10288, Tech Station | Ruston | LA | 71272 | Lincoln | 32.5256 | -92.6497 | SERC | MISO | Midcontinent Independent Transmission System Operator, Inc.. | Well | 611 | NR | 5 | Commercial CHP | N |  | N |  | N |  |  | X |  | Entergy Louisiana LLC | 11241 | LA | 13.8 |  |  | N | CENTERPOINT ENERGY | REGENCY INTRASTATE GAS LP |  |  |  | N
27075 | San Diego County Water Auth | 54242 | Alvarado Hydro Facility | 7100 Colorado Avenue | San Diego | CA | 92120 | San Diego | 32.7814 | -117.0411 | WECC | CISO | California Independent System Operator | San Diego 2nd Aqueduct | 22 | NR | 2 | IPP Non-CHP | N |  | Y | 85-327-000 | N |  | N | X |  | San Diego Gas & Electric Co | 16609 | CA | 12 |  |  | N
60900 | Smith Creek Hydro, LLC | 54249 | Smith Falls Hydro Project | HCR 60 Box 251 | Porthill | ID | 83853 | Boundary | 48.9595 | -116.5574 | WECC | BPAT | Bonneville Power Administration | Smith Creek | 22 | RE | 1 | Electric Utility | N |  | N |  | N |  | N | X |  | City of Eugene - (OR) | 6022 | OR | 115 |  |  | N
13542 | Newman & Co Inc | 54250 | Newman (PA) | 6101 Tacony St | Philadelphia | PA | 19135 | Philadelphia | 40.014 | -75.0528 | RFC | PJM | PJM Interconnection, LLC | Municipality | 32213 | NR | 7 | Industrial CHP | N |  | N |  | N |  | N | X |  | PECO Energy Co | 14940 | PA | 13.2 |  |  | N | PHILADELPHIA GAS WORKS |  |  |  |  | N
42744 | Desehutes Valley Water District | 54251 | Opal Springs Hydro | Lasalle Lane | Culver | OR | 97734 | Jefferson | 44.49 | -121.2988 | WECC | PACW | PacifiCorp - West | Crooked River | 22 | NR | 2 | IPP Non-CHP | N |  | N |  | N |  |  | X |  | PacifiCorp | 14354 | OR | 69 |  |  | N
59099 | New Dimension Energy Company, LLC | 54258 | Westwind Trust | Dillon Road | North Palm Springs | CA | 92258 | Riverside | 33.9683 | -116.5347 | WECC | CISO | California Independent System Operator |  | 22 | NR | 2 | IPP Non-CHP | N |  | N |  | N |  |  | X |  | Southern California Edison Co | 17609 | CA | 1 |  |  | N
21944 | Sonoma County Water Agency | 54261 | Warm Springs Hydro Project | 3333 Skaggs Springs Road | Geyserville | CA | 95441 | Sonoma | 38.7221 | -123.0112 | WECC | CISO | California Independent System Operator | Lake Sonoma | 22 | NR | 2 | IPP Non-CHP | N |  | Y | 3-351-000 | N |  |  | X |  | Pacific Gas & Electric Co | 14328 | CA | 12 |  |  | N | [5 empty] | X | X
17897 | St Mary's Hospital | 54262 | Saint Marys Hospital Power Plant | 1216 Second St NW | Rochester | MN | 55902 | Olmsted | 44.0979 | -92.4798 | MRO | MISO | Midcontinent Independent Transmission System Operator, Inc.. | Wells Municipality | 622 | NR | 5 | Commercial CHP | N |  | N |  | N |  | N | X |  | Rochester Public Utilities | 16181 | MN | 13.8 |  |  | N | MINNESOTA ENERGY RESOURCES |  |  |  |  | X | X
58835 | Akron Energy Systems LLC | 54265 | Akron Recycle Energy Plant | 226 Opportunity Parkway | Akron | OH | 44307 | Summit | 41.0733 | -81.5306 | RFC | PJM | PJM Interconnection, LLC | Municipality | 622 | NR | 5 | Commercial CHP | N |  | N |  | N |  | N | X |  | Ohio Edison Co | 13998 | OH | 22.86 |  |  | N | EAST OHIO GAS COMP DOMINION EAST OH
4436 | Covanta Hydro Ops West Inc | 54267 | Koma Kulshan Associates | 44710 Baker Lake Road | Concrete | WA | 98237 | Whatcom | 48.6802 | -121.7233 | WECC | PSEI | Puget Sound Energy | Sulphur & Rocky Creeks | 22 | NR | 2 | IPP Non-CHP | N |  | Y | 89-326-002 | N |  | N | X |  | Puget Sound Energy Inc | 15500 | WA | 35 |  |  | N | [5 empty] | X | X
11459 | March Point Cogeneration Co | 54268 | March Point Cogeneration | 8507 South Texas Road | Anacortes | WA | 98221 | Skagit | 48.4708 | -122.56 | WECC | PSEI | Puget Sound Energy | Municipality | 22 | NR | 3 | IPP CHP | Y | 91-221-000 | N |  | N |  | N | X |  | Puget Sound Energy Inc | 15500 | WA | 115 |  |  | N | CASCADE NAT GAS CORP |  |  |  |  | N | N
16553 | Saguaro Power Co | 54271 | Saguaro Power | 435 4th Street | Henderson | NV | 89015 | Clark | 36.0417 | -115.0117 | WECC | NEVP | Nevada Power Company | Olin Chlor Alkali | 22 | NR | 3 | IPP CHP | Y | 90-203-000, 90-203-001, 90-203-002, 90-203-003 | N |  | Y | 00-60-000 | N | X |  | Nevada Power Co | 13407 | NV | 138 |  |  | N | SOUTHWEST GAS CORPORATION | KERN RIVER GAS TRANSMISSION CO |  |  |  | N
19541 | University of North Carolina | 54276 | Univ of NC Chapel Hill Cogen Facility | 501 West Cameron Avenue | Chapel Hill | NC | 27599 | Orange | 35.9069 | -79.0617 | SERC | DUK | Duke Energy Carolinas | Orange Water & Sewer Authority | 611 | NR | 5 | Commercial CHP | N |  | N |  | N |  | N | X |  | Duke Energy Carolinas, LLC | 5416 | NC | 12.47 |  |  | N | PUBLIC SVC CO OF NORTH CAROLINA |  |  |  |  | N | X
9394 | Interstate Paper LLC | 54281 | Interstate Paper LLC Riceboro | 2366 Interstate Paper Road | Riceboro | GA | 31323 | Liberty | 31.7416 | -81.4079 | SERC | SOCO | Southern Company Services, Inc. - Trans | Floridan Aquifer (Wells) | 32213 | NR | 7 | Industrial CHP | N |  | N |  | N |  | N | X |  | Georgia Power Co | 7140 | GA | 12.5 |  |  | N |  | SOUTHERN STAR CENTRAL GAS PIPELINE |  |  |  | N | X
31518 | Fort Smith City of | 54283 | Lee Creek Water Treatment Facility | 2425 Pine Hollow Road | Van Buren | AR | 72956 | Crawford | 35.4845 | -94.3929 | SPP | MISO | Midcontinent Independent Transmission System Operator, Inc.. | Lee Creek Reservoir | 22 | NR | 2 | IPP Non-CHP | N |  | N |  | N |  | N | X |  | Arkansas Valley Elec Coop Corp | 817 | AR | 41.6 |  |  | N | [5 empty] | X | X
8248 | Hastings Lock & Dam | 54285 | Hastings City Hydroelectric | 1350 Lock & Dam Road | Hastings | MN | 55033 | Dakota | 44.7602 | -92.8677 | MRO | MISO | Midcontinent Independent Transmission System Operator, Inc.. | Mississippi River | 22 | NR | 2 | IPP Non-CHP | N |  | N |  | N |  | N | X |  | Northern States Power Co - Minnesota | 13781 | MN | 12.47 |  |  | N | [5 empty] | N | X
30067 | Rolls Royce Corp | 54286 | Rolls Royce | 2001 S Tibbs Ave | Indianapolis | IN | 46241 | Marion | 39.7398 | -86.2118 | RFC | MISO | Midcontinent Independent Transmission System Operator, Inc.. |  | 336 | NR | 7 | Industrial CHP | N |  | N |  | N |  | N | X |  | Indianapolis Power & Light Co | 9273 | IN | 138 |  |  | N | CITIZENS ENERGY GROUP |  |  |  |  | N | N
35006 | Cousins Properties Inc | 54290 | Inforum | 250 Williams St | Atlanta | GA | 30303 | Fulton | 33.7533 | -84.3889 | SERC | SOCO | Southern Company Services, Inc. - Trans |  | 53 | NR | 4 | Commercial Non-CHP | N |  | N |  | N |  | N | X | SB | Georgia Power Co | 7140 | GA | 4 |  |  | N | [5 empty] | X | X
2670 | Sherwin Alumina Company | 54291 | Sherwin Alumina | 4633 Hwy 361 | Corpus Christi | TX | 78469 | Nueces | 27.8836 | -97.261 | TRE | ERCO | Electric Reliability Council of Texas, Inc. | Municipality | 3313 | NR | 7 | Industrial CHP | N |  | N |  | N |  | N | X |  | AEP Texas Central Company | 3278 | TX | 11.5 |  |  |  |  | SOUTHCROSS ENERGY LLC | TENNESSEE GAS PIPELINE COMPANY
18981 | Thomson Corp | 54294 | West Group Data Center | 610 Opperman Dr | Eagan | MN | 55123 | Dakota | 44.8256 | -93.1139 | MRO | MISO | Midcontinent Independent Transmission System Operator, Inc.. | Municipality | 518 | NR | 4 | Commercial Non-CHP | N |  | N |  | N |  | N | X |  | Dakota Electric Association | 25177 | MN | 13.8 |  |  | N | [5 empty] | N | X
1752 | Biola University | 54296 | Biola University | 13800 Biola Ave | La Mirada | CA | 90639 | Los Angeles | 33.907 | -118.0131 | WECC | CISO | California Independent System Operator | Municipality | 611 | NR | 5 | Commercial CHP | N |  | N |  | N |  |  | X |  | Southern California Edison Co | 17609 | CA | 12 |  |  | N | SOUTHERN CALIFORNIA GAS COMPANY | TRANSWESTERN PIPELINE COMPANY | EL PASO NATURAL GAS COMPANY LLC |  |  | N | X
11556 | Brookfield Energy Marketing LP | 54298 | Coram Energy LLC (ECT) | 6703 Oak Creek Road | Tehachapi | CA | 93501 | Kern | 35.0583 | -118.3417 | WECC | CISO | California Independent System Operator |  | 22 | NR | 2 | IPP Non-CHP | N |  | Y | 93-82-000 | N |  |  | X |  | San Diego Gas & Electric Co | 16609 | CA | 12 |  |  | N
11556 | Brookfield Energy Marketing LP | 54299 | Coram Energy LLC | 6703 Oak Creek Road | Tehachapi | CA | 93501 | Kern | 35.075 | -118.3417 | WECC | CISO | California Independent System Operator |  | 22 | NR | 2 | IPP Non-CHP | N |  | Y | 93-81-000 | N |  |  | X |  | Southern California Edison Co | 17609 | CA | 12 |  |  | N
11556 | Brookfield Energy Marketing LP | 54300 | CTV Power Purchase Contract Trust | 6703 Oak Creek Road | Tehachapi | CA | 93501 | Kern | 35.0583 | -118.3083 | WECC | CISO | California Independent System Operator |  | 22 | NR | 2 | IPP Non-CHP | N |  | Y | 93-80-000 | N |  |  | X |  | Southern California Edison Co | 17609 | CA | 66 |  |  | N
12382 | Metropolitan Dist of Hartford | 54301 | Colebrook Hydroelectric | 426B Colebrook River Rd. | Colebrook | CT | 6021 | Litchfield | 42.0078 | -73.0356 | NPCC | ISNE | ISO New England Inc. | W Branch Farmington River | 22 | NR | 2 | IPP Non-CHP | N |  | N |  | N |  | N | X |  | Connecticut Light & Power Co | 4176 | CT | 27.6 |  |  | N | [5 empty] | X | X
12382 | Metropolitan Dist of Hartford | 54302 | Goodwin Hydroelectric | 251 Hogback Rd. | W. Hartland | CT | 6091 | Hartford | 41.9886 | -73.0194 | NPCC | ISNE | ISO New England Inc. | W Branch Farmington River | 22 | NR | 2 | IPP Non-CHP | N |  | N |  | N |  | N | X |  | Connecticut Light & Power Co | 4176 | CT | 27.6 |  |  | N | [5 empty] | X | X
1735 | Birchwood Power Partners LP | 54304 | Birchwood Power | 10900 Birchwood Drive | King George | VA | 22485 | King George | 38.2667 | -77.3147 | SERC | PJM | PJM Interconnection, LLC | Rappahannock River | 22 | NR | 2 | IPP Non-CHP | N |  | N |  | N |  | N | X |  | Virginia Electric & Power Co | 19876 | VA | 230 |  |  | N | [5 empty] | X | X
20523 | Westward Seafoods Inc | 54305 | Westward Seafoods | One Mile Captains Bay rd. | Dutch Harbor | AK | 99692 | Aleutians West | 53.8585 | -166.5529 | ASCC |  |  | Captains Bay | 311 | NR | 7 | Industrial CHP | N |  | N |  | N |  | N | X |  | City of Unalaska - (AK) | 19454 | AK | 4.16 |  |  | N | [5 empty] | N | X
8365 | Hazelton/Wilson Joint Venture | 54306 | Wilson Lake Hydroelectric Project | 658 Valley Road South | Eden | ID | 83325 | Jerome | 42.6289 | -114.1747 | WECC | IPCO | Idaho Power Company | Irrigation Canal | 22 | NR | 2 | IPP Non-CHP | N |  | Y | 93-71-000 | N |  |  | X |  | Idaho Power Co | 9191 | ID | 12.46 |  |  | N
54722 | Grizzly Mountain Ranch | 54308 | Three Forks Water Power Project | 4,900 Zenia Bluff Road | Zenia | CA | 95595 | Trinity | 40.1998 | -123.5231 | WECC | CISO | California Independent System Operator | Mud Creek | 22 | NR | 2 | IPP Non-CHP | N |  | Y | 95-235-000 | N |  |  | X |  | Pacific Gas & Electric Co | 14328 | CA | 12 |  |  | N
772 | Archer Daniels Midland Co | 54310 | Galesburg | 1021 South Henderson | Galesburg | IL | 61401 | Knox | 40.9 | -90.3333 | SERC | MISO | Midcontinent Independent Transmission System Operator, Inc.. | Municipality | 311 | NR | 7 | Industrial CHP | N |  | N |  | N |  |  | X |  |  |  |  | 12
772 | Archer Daniels Midland Co | 54311 | Archer Daniels Midland Little Rock | Foot of E 9th Street | Little Rock | AR | 72203 | Pulaski | 34.7 | -92.1997 | SERC | MISO | Midcontinent Independent Transmission System Operator, Inc.. | Municipality | 311 | NR | 7 | Industrial CHP | N |  | N |  | N |  |  | X |  | Entergy Arkansas Inc | 814 | AR | 34
772 | Archer Daniels Midland Co | 54312 | Archer Daniels Midland Taylorville | 1463 North Road | Taylorville | IL | 62568 | Christian | 39.5997 | -89.3 | SERC |  |  | Municipality | 311 | NR | 7 | Industrial CHP | N |  | N |  | N |  |  | X
772 | Archer Daniels Midland Co | 54316 | Archer Daniels Midland Southport | 1730 E Moore St SE | Southport | NC | 28461 | Brunswick | 33.9397 | -77.9905 | SERC | CPLE | Progress Energy Carolinas - EAST | Municipality | 311 | NR | 7 | Industrial CHP | N |  | N |  | N |  | N | X |  | Duke Energy Progress - (NC) | 3046 | NC | 13 |  |  | N | PIEDMONT NATURAL GAS |  |  |  |  | N
7067 | Tata Chemicals Partners | 54318 | General Chemical | 20 Miles west of Green River, | Green River | WY | 82935 | Sweetwater | 41.5933 | -109.7542 | WECC | PACE | PacifiCorp - East | Green River | 325188 | NR | 7 | Industrial CHP | N |  | N |  | N |  | Y | N | OP | PacifiCorp | 14354 | WY | 34.5 |  |  | N | QUESTAR GAS COMPANY | COLORADO INTERSTATE GAS COMPANY LLC | QUESTAR P L CO |  |  | N | X
7375 | Goodyear Tire & Rubber Co | 54321 | Goodyear Beaumont Chemical Plant | 11357 Interstate 10 | Beaumont | TX | 77705 | Jefferson | 29.9728 | -94.2142 | SPP | MISO | Midcontinent Independent Transmission System Operator, Inc.. | Lower N. River Valley Auth. | 325 | NR | 7 | Industrial CHP | N |  | N |  | N |  | N | X |  | Entergy Texas Inc. | 55937 | TX | 69 |  |  | N | Other - See pipeline notes. | KINDER MORGAN BORDER PIPELINE LLC |  |  | Kinder Morgan 100% | N | N
55810 | Augusta Canal Authority | 54322 | Sibley Mill | 1717 Goodrich Street | Augusta | GA | 30904 | Richmond | 33.4879 | -81.9925 | SERC | SOCO | Southern Company Services, Inc. - Trans | Augusta Canal | 314 | NR | 6 | Industrial Non-CHP | N |  | Y | 00-24-000 | Y | pending | N | X |  | Georgia Power Co | 7140 | GA | 13.8 |  |  | N
18452 | Turner Properties Inc | 54323 | CNN Center | 190 Marietta St NW | Atlanta | GA | 30303 | Fulton | 33.7592 | -84.395 | SERC | SOCO | Southern Company Services, Inc. - Trans |  | 515 | NR | 4 | Commercial Non-CHP | N |  | N |  | N |  | N | X |  | Georgia Power Co | 7140 | GA | 19.8 |  |  | N | ATLANTA GAS LT CO |  |  |  |  | N | X
27770 | Ocean State Power II | 54324 | Ocean State Power II | 1575 Sherman Farm Road | Harrisville | RI | 2830 | Providence | 42.0099 | -71.6701 | NPCC | ISNE | ISO New England Inc. | Blackstone River | 22 | NR | 2 | IPP Non-CHP | N |  | N |  | Y | 93-16-000 | N | X |  | The Narragansett Electric Co | 13214 | RI | 345 |  |  | N |  | KINDER MORGAN TEXAS PIPELINE LLC | ALGONQUIN GAS TRANSMISSION COMPANY |  | Two different pipelines enter the facility | N | N
56773 | Toyon Landfill Gas Conversion, LLC | 54327 | Toyon Power Station | 5050 Mt. Hollywood Drive | Los Angeles | CA | 90027 | Los Angeles | 34.1463 | -118.3049 | WECC | LDWP | Los Angeles Department of Water and Power | LA Dept of Water & Power | 22 | NR | 2 | IPP Non-CHP | N |  | Y | 85-39-002 | N |  |  | X |  | Los Angeles Department of Water & Power | 11208 | CA | 34.5 |  |  | N |  | None |  |  |  | N
17052 | Shell Chemical LP | 54330 | Westhollow Technology Center | 3333 Hwy 6 South | Houston | TX | 77082 | Harris | 29.726 | -95.6382 | TRE | ERCO | Electric Reliability Council of Texas, Inc. | Municipality | 325 | NR | 7 | Industrial CHP | N |  | N |  | N |  | N | X |  | CenterPoint Energy | 8901 | TX | 12.47 |  |  | N | CENTERPOINT ENERGY |  |  |  |  | N | X
2468 | Bucknell University | 54333 | Bucknell University | 1225 River Road | Lewisburg | PA | 17837 | Union | 40.955 | -76.8788 | RFC | PJM | PJM Interconnection, LLC | Municipality | 611 | NR | 5 | Commercial CHP | Y | 97-104-000 | N |  | N |  | N | X |  | Citizens Electric Co - (PA) | 3597 | PA | 12.47 |  |  | N | UGI CENTRAL PENN GAS INC |  |  |  |  | N | X
12986 | Morton Salt Inc | 54335 | Morton Salt Rittman | 151 S Industrial St | Rittman | OH | 44270 | Wayne | 40.9692 | -81.7756 | RFC | PJM | PJM Interconnection, LLC | Wells | 325 | NR | 7 | Industrial CHP | N |  | N |  | N |  | N | X |  | Ohio Edison Co | 13998 | OH | 69 |  |  | N | COLUMBIA GAS OF OHIO |  |  |  |  | N | N
15734 | NRG Energy Center San Diego LLC | 54337 | NRG Energy San Diego | 901 Kettner Blvd. | San Diego | CA | 92101 | San Diego | 32.7149 | -117.1689 | WECC | CISO | California Independent System Operator |  | 22 | NR | 3 | IPP CHP | Y | 85-321-000; 85-322-000 | N |  | N |  |  | X |  | San Diego Gas & Electric Co | 16609 | CA | 12 |  |  | N | SAN DIEGO GAS AND ELECTRIC COMPANY |  |  |  |  | N | X
16098 | Rio Grande Valley Sugar Growers, Inc. | 54338 | Rio Grande Valley Sugar Growers | 2 1/2mi.W. Hwy 107 | Santa Rosa | TX | 78593 | Hidalgo | 26.2697 | -97.867 | TRE | ERCO | Electric Reliability Council of Texas, Inc. | Municipality | 311 | NR | 7 | Industrial CHP | N |  | N |  | N |  | Y | N | OP | AEP Texas Central Company | 3278 | TX | 12.5 |  |  | N | TEXAS GAS SERVICE |  |  |  |  | N | X
18912 | Thunder Bay Power Co LLC | 54340 | Norway Point Hydropower Project | 3101 Long Rapids Road | Alpena | MI | 49707 | Alpena | 45.1025 | -83.5189 | RFC | MISO | Midcontinent Independent Transmission System Operator, Inc.. | Thunder Bay River | 22 | NR | 2 | IPP Non-CHP | N |  | Y | 91-2-000 | N |  | N | X |  | Alpena Power Co | 392 | MI | 34.5 |  |  | N | [5 empty] | N | N
18912 | Thunder Bay Power Co LLC | 54341 | Four Mile Hydropower Project | 2701 Long Rapids Road | Alpena | MI | 49707 | Alpena | 45.0933 | -83.5025 | RFC | MISO | Midcontinent Independent Transmission System Operator, Inc.. | Thunder Bay River | 22 | NR | 2 | IPP Non-CHP | N |  | Y | 91-4-000; '06-249-000 | N |  | N | X |  | Alpena Power Co | 392 | MI | 34.5 |  |  | N | [5 empty] | N | N
18912 | Thunder Bay Power Co LLC | 54342 | Ninth Street Hydropower Project | 305 North 9th Avenue | Alpena | MI | 49707 | Alpena | 45.0717 | -83.4381 | RFC | MISO | Midcontinent Independent Transmission System Operator, Inc.. | Thunder Bay River | 22 | NR | 2 | IPP Non-CHP | N |  | Y | 91-3-000 | N |  | N | X |  | Alpena Power Co | 392 | MI | 34.5 |  |  | N | [5 empty] | N | N
10099 | Kaweah River Power Authority | 54343 | Terminus Hydroelectric Project | 34443 Sierra Drive | Lemon Cove | CA | 93244 | Tulare | 36.4156 | -119.0069 | WECC | CISO | California Independent System Operator | Lake Kaweah | 22 | NR | 2 | IPP Non-CHP | N |  | N |  | N |  | N | X |  | Southern California Edison Co | 17609 | CA | 66 |  |  | N | [5 empty] | X | X
18483 | Tampa Wastewater Department | 54347 | Howard F Curren Advncd Wastewater Plant | 2700 Maritime Blvd | Tampa | FL | 33605 | Hillsborough | 27.9389 | -82.4389 | FRCC | TEC | Tampa Electric Company | Wastewater Effluent Reuse | 22132 | NR | 4 | Commercial Non-CHP | N |  | Y | 95-261-000 | N |  | N | X |  | Tampa Electric Co | 18454 | FL | 13.2 |  |  | N
13365 | Nevada Cogeneration Assoc # 2 | 54349 | Nevada Cogen Associates 2 Black Mountain | East Lake Mead Blvd | Las Vegas | NV | 89124 | Clark | 36.2253 | -114.8783 | WECC | NEVP | Nevada Power Company | Well | 22 | NR | 3 | IPP CHP | Y | 90-68-006 | N |  | N |  | N | X |  | Nevada Power Co | 13407 | NV | 69 |  |  | N |  | SOUTHWEST GAS CORPORATION |  |  |  | N
13399 | Nevada Cogeneration Assoc # 1 | 54350 | Nevada Cogen Assoc#1 GarnetVly | 11401 US 93 & I-15 | Las Vegas | NV | 89165 | Clark | 36.3432 | -114.9207 | WECC | NEVP | Nevada Power Company | Wells | 22 | NR | 3 | IPP CHP | Y | 90-210-003 | N |  | N |  | N | X |  | Nevada Power Co | 13407 | NV | 138 |  |  | N |  | SOUTHWEST GAS CORPORATION |  |  |  | N | N
2548 | City of Burlington Electric - (VT) | 54355 | Chace Mill Winooski One | 16 West Canal Street | Winooski | VT | 5404 | Chittenden | 44.49 | -73.1875 | NPCC | ISNE | ISO New England Inc. | Winooski River | 22 | RE | 1 | Electric Utility | N |  | Y | 87-345-000 | N |  | N | X |  | City of Burlington Electric - (VT) | 2548 | VT | 13.8 |  |  | N | [5 empty] | X | X
9353 | International Paper Co-Augusta | 54358 | International Paper Augusta Mill | 4278 Mike Padgett Highway | Augusta | GA | 30906 | Richmond | 33.3283 | -81.9531 | SERC | SOCO | Southern Company Services, Inc. - Trans | Savannah River | 32213 | NR | 7 | Industrial CHP | Y | 88-454-000 | N |  | N |  | Y | N | OP | Georgia Power Co | 7140 | GA | 13.8 |  |  | N | ATLANTA GAS LT CO |  |  |  |  | N | X
60194 | Fuyao Glass Illinois, Inc | 54360 | Fuyao Glass Illinois Inc. | 2768 E Elwin Rd | Decatur | IL | 62521 | Macon | 39.779 | -88.9016 | SERC | MISO | Midcontinent Independent Transmission System Operator, Inc.. | City of Decatur | 327 | NR | 6 | Industrial Non-CHP | N |  | N |  | N |  | N | X |  | Ameren Illinois Company | 56697 | IL | 138 |  |  | N | [5 empty] | N
50035 | PPG Industries Inc Shelby | 54363 | PPG Industries Shelby NC Works | 940 Wash Burn Switch Rd. | Shelby | NC | 28150 | Cleveland | 35.3264 | -81.6292 | SERC | DUK | Duke Energy Carolinas | City Water | 327 | NR | 6 | Industrial Non-CHP | N |  | N |  | N |  | N | X |  | Duke Energy Carolinas, LLC | 5416 | NC | 480 |  |  | N | [5 empty] | N | X
60538 | Vitro Architectural Glass | 54364 | PPG Industries Works 4 | 7400 Central Freeway North | Wichita Falls | TX | 76305 | Wichita | 34.0035 | -98.5535 | TRE | ERCO | Electric Reliability Council of Texas, Inc. |  | 327 | NR | 6 | Industrial Non-CHP | N |  | N |  | N |  | N | X |  | Oncor Electric Delivery Company LLC | 44372 | TX | 138 |  |  | N | [5 empty] | N | N
49901 | Northern Star Generation Services Co LLC | 54365 | Orange Cogeneration Facility | 1901 Clear Springs Road | Bartow | FL | 33830 | Polk | 27.8708 | -81.8251 | FRCC | FPC | Progress Energy Florida | Wells | 22 | NR | 3 | IPP CHP | Y | 93-164-002 | N |  | N |  | N | X |  | Duke Energy Florida, Inc | 6455 | FL | 69 |  |  | N |  | FLORIDA GAS TRANSMISSION COMPANY |  |  |  | N | X
13898 | Oildale Energy LLC | 54371 | Oildale Energy LLC | 1134 Manor | Bakersfield | CA | 93388 | Kern | 35.417 | -119.0102 | WECC | CISO | California Independent System Operator | Municipality | 22 | NR | 3 | IPP CHP | Y | 84-418-004; 84-518-003 | N |  | N |  | N | X |  | Pacific Gas & Electric Co | 14328 | CA | 115 |  |  |  |  | KERN RIVER GAS TRANSMISSION CO
22208 | University of Colorado | 54372 | University of Colorado | 18th St and Colorado | Boulder | CO | 80309 | Boulder | 40.0076 | -105.2692 | WECC | PSCO | Public Service Company of Colorado | Air Cooled | 611 | NR | 5 | Commercial CHP | Y | 90-160-000 | N |  | N |  |  | X |  | Public Service Co of Colorado | 15466 | CO | 13.8 |  |  | N | Other - See pipeline notes. |  |  |  | Xcel Energy | N
24205 | Sinclair Oil Corp | 54374 | Sinclair Oil Refinery | 100 E Lincoln | Sinclair | WY | 82334 | Carbon | 41.7795 | -107.1097 | WECC | PACE | PacifiCorp - East | N Platte River | 32411 | NR | 7 | Industrial CHP | N |  | N |  | N |  | N | X |  | PacifiCorp | 14354 | WY | 230 |  |  | N |  | COLORADO INTERSTATE GAS COMPANY LLC | SOURCE GAS DISTRIBUTION LLC |  |  | Y | Y
4207 | Consolidated Hydro NH Inc | 54384 | EHC West Hopkinton | Route 127 | West Hopkinton | NH | 3229 | Merrimack | 43.1897 | -71.7483 | NPCC | ISNE | ISO New England Inc. | Contoocook River | 22 | NR | 2 | IPP Non-CHP | N |  | Y | 01-20-000 | N |  |  | X |  | Public Service Co of NH | 15472 | NH | 34.5 |  |  | N
10347 | Kinneytown Hydro Co Inc | 54385 | Kinneytown New Old | Derby Ave Ext. | Seymour | CT | 6483 | New Haven | 41.3686 | -73.0856 | NPCC | ISNE | ISO New England Inc. | Naugatuck | 22 | NR | 2 | IPP Non-CHP | N |  | Y | 84-214-000 | N |  |  | X |  | Connecticut Light & Power Co | 4176 | CT | 13.8 |  |  | N
11082 | Littlewood Irrigation District | 54386 | Little Wood Hydro Project | Little Wood Reservoir Road | Carey | ID | 83320 | Blaine | 43.4252 | -114.0256 | WECC | IPCO | Idaho Power Company | Little Wood Reservoir | 22 | NR | 2 | IPP Non-CHP | N |  | N |  | N |  |  | X |  | Idaho Power Co | 9191 | ID | 14.5 |  |  | N
3682 | CHI West Inc | 54387 | Weeks Falls | Highway I-90 | North Bend | WA | 98045 | King | 47.4335 | -121.6483 | WECC | PSEI | Puget Sound Energy | S Fork Snoqualmie River | 22 | NR | 2 | IPP Non-CHP | N |  | Y | 75-63-000 | N |  | N | X |  | Puget Sound Energy Inc | 15500 | WA | 34.5 |  |  | N | [5 empty] | X | X
794 | Apollo Energy Corp | 54390 | Kamaoa Wind Farm | 93-1373 South Point Road | Ka'u | HI | 96772 | Hawaii | 18.9922 | -155.6681 | HICC |  |  |  | 22 | NR | 2 | IPP Non-CHP | N |  | Y | 83-328-000 | N |  |  | X
326 | Alice Falls Hydro, LLC | 54391 | Alice Falls Hydro Project | Route 9 | Keeseville | NY | 12944 | Clinton | 44.5192 | -73.4648 | NPCC | NYIS | New York Independent System Operator | Ausable River | 22 | NR | 2 | IPP Non-CHP | N |  | Y | 58-67-000 | N |  | N | X |  | New York State Elec & Gas Corp | 13511 | NY | 23 |  |  | N | [5 empty] | N | N
54842 | WM Renewable Energy LLC | 54392 | BJ Gas Recovery | 6461 Corley Road | Norcross | GA | 30071 | Gwinnett | 33.93 | -84.2378 | SERC | SOCO | Southern Company Services, Inc. - Trans |  | 22 | NR | 2 | IPP Non-CHP | N |  | Y | 93-12-000 | N |  | N | X |  | Georgia Transmission Corp | 7197 | GA | 25 |  |  | N | [5 empty] | X | X
5385 | Dry Creek LLC | 54394 | Dry Creek Project | Highway 22 | Howe | ID | 83244 | Butte | 44.0274 | -112.7194 | WECC | PACE | PacifiCorp - East | Dry Creek | 22 | NR | 2 | IPP Non-CHP | N |  | Y | 86-535-002 | N |  |  | X |  | PacifiCorp | 14354 | ID | 25 |  |  | N
59834 | GR Catalyst One, LLC | 54395 | Stillwater Hydro Electric Project | 104 Hudson Street | Stillwater | NY | 12170 | Saratoga | 42.9375 | -73.6544 | NPCC | NYIS | New York Independent System Operator | Hudson | 22 | NR | 2 | IPP Non-CHP | N |  | Y | 86-565-000 | N |  | N | X |  | Niagara Mohawk Power Corp. | 13573 | NY | 34.5 |  |  | N
18028 | State of Wisconsin | 54406 | Capitol Heat and Power | 624 East Main Street | Madison | WI | 53703 | Dane | 43.0785 | -89.3773 | MRO | MISO | Midcontinent Independent Transmission System Operator, Inc.. | Lake | 92 | NR | 4 | Commercial Non-CHP | N |  | N |  | N |  | N | X |  | Madison Gas & Electric Co | 11479 | WI | 4.16 |  |  | N |  | ANR PIPELINE COMPANY | NORTHERN NATURAL GAS
18028 | State of Wisconsin | 54407 | Waupun Correctional Central Heating Plt | 400 S. Drummond St. | Waupun | WI | 53963 | Dodge | 43.6233 | -88.7297 | MRO | MISO | Midcontinent Independent Transmission System Operator, Inc.. | Well | 92214 | NR | 5 | Commercial CHP | N |  | N |  | N |  | N | X |  | Waupun Utilities | 20213 | WI | 4.16 |  |  | N | Other - See pipeline notes. |  |  |  | Alliant Energy | N | X
18028 | State of Wisconsin | 54408 | UW Madison Charter Street Plant | 117 North Charter Street | Madison | WI | 53715 | Dane | 43.07 | -89.4006 | MRO | MISO | Midcontinent Independent Transmission System Operator, Inc.. | Lake | 611 | NR | 5 | Commercial CHP | N |  | N |  | N |  | N | X |  | Madison Gas & Electric Co | 11479 | WI | 13.8 |  |  | N |  | ANR PIPELINE COMPANY | NORTHERN NATURAL GAS |  |  | N | X
4823 | Dartmouth College | 54409 | Dartmouth College Heating Plant | McKenzie Hall 6111 | Hanover | NH | 3755 | Grafton | 43.7019 | -72.2867 | NPCC | ISNE | ISO New England Inc. | Municipality | 611 | NR | 5 | Commercial CHP | N |  | N |  | N |  | N | X |  | Liberty Utilities | 57483 | CA | 13.2 |  |  | N
4732 | Western Power & Steam Inc | 54410 | Western Power & Steam Inc | 3300 Manor Street | Bakerfield | CA | 93308 | Kern | 35.4405 | -119.0129 | WECC | CISO | California Independent System Operator | Waterwell | 211 | NR | 7 | Industrial CHP | Y | 86-613-001 | N |  | N |  | N | X |  | Pacific Gas & Electric Co | 14328 | CA | 115 |  |  | N |  | MOJAVE PIPELINE CO LLC | PACIFIC GAS |  |  | N
9765 | John Deere Dubuque Works | 54414 | John Deere Dubuque Works | 18600 S. John Deere Rd, D136 | Dubuque | IA | 52001 | Dubuque | 42.5734 | -90.6926 | MRO | MISO | Midcontinent Independent Transmission System Operator, Inc.. | Mississippi River | 333 | NR | 6 | Industrial Non-CHP | N |  | N |  | N |  | N | X |  | Black Hills Power Inc | 19545 | SD | 13.8 |  |  | N |  | BLACK HILLS ENERGY |  |  |  | N | N
55600 | Cadillac Renewable Energy LLC | 54415 | Cadillac Renewable Energy | 1525 Miltner St. | Cadilliac | MI | 49601 | Wexford | 44.2617 | -85.4352 | RFC | MISO | Midcontinent Independent Transmission System Operator, Inc.. | City Of Cadillac Well | 22 | NR | 2 | IPP Non-CHP | N |  | Y | 86-807-000 | N |  | N | X |  | Consumers Energy Co | 4254 | MI | 46 |  |  | N |  | DTE GAS COMPANY |  |  |  | N
4207 | Consolidated Hydro NH Inc | 54418 | Rollinsford | Front Street | Rollinsford | NH | 3869 | Strafford | 43.2361 | -70.8172 | NPCC | ISNE | ISO New England Inc. | Salmon Falls River | 22 | NR | 2 | IPP Non-CHP | N |  | Y | 01-24-000 | N |  |  | X |  | Public Service Co of NH | 15472 | NH | 13.8 |  |  | N
19553 | Unisea Inc | 54422 | Unisea G 2 | Salmon Way | Dutch Harbor | AK | 99692 | Aleutians West | 53.8796 | -166.5532 | ASCC |  |  |  | 311 | NR | 6 | Industrial Non-CHP | N |  | N |  | N |  | N | X |  | City of Unalaska - (AK) | 19454 | AK | 12.4 |  |  | N | [5 empty] | N | X
60717 | Quantum Lake Power, LP | 54423 | Quantum Lake Power LP | 39001 Golden Gem Drive | Umatilla | FL | 32784 | Lake | 28.9158 | -81.676 | FRCC | FPC | Progress Energy Florida | Well | 22 | NR | 3 | IPP CHP | Y | 92-198-003,92-198-009 | N |  | Y | EG13-46-000 | N | X |  | Duke Energy Florida, Inc | 6455 | FL | 69 |  |  |  | PEOPLES GAS SYS
58945 | EthosEnergy Power Plant Services | 54424 | Quantum Pasco Power LP | 14850 Old SR 23 | Dade City | FL | 33523 | Pasco | 28.3746 | -82.1889 | FRCC | TEC | Tampa Electric Company | Well | 22 | NR | 3 | IPP CHP | N |  | N |  | Y | EG09-9-000 | N | X |  | Tampa Electric Co | 18454 | FL | 69 |  |  | N | PEOPLES GAS SYS |  |  |  |  | N | N
49901 | Northern Star Generation Services Co LLC | 54426 | Mulberry Cogeneration Facility | 3600 Highway 555 | Bartow | FL | 33830 | Polk | 27.8489 | -81.8775 | FRCC | FPC | Progress Energy Florida | Wells | 22 | NR | 3 | IPP CHP | Y | 92-54-007 | N |  | N |  | N | X |  | Duke Energy Florida, Inc | 6455 | FL | 69 |  |  | N |  | FLORIDA GAS TRANSMISSION COMPANY |  |  |  | N | X
7043 | Temple-Inland Corp | 54427 | Gaylord Container Bogalusa | 401 Avenue U | Bogalusa | LA | 70427 | Washington | 30.7811 | -89.8575 | SERC | MISO | Midcontinent Independent Transmission System Operator, Inc.. | Wells | 322122 | NR | 7 | Industrial CHP | Y | 86-154-003 | N |  | N |  | N | X |  | Entergy Louisiana LLC | 11241 | LA | 13.8 |  |  | N
57356 | Alabama River Cellulose LLC | 54429 | Alabama Pine Pulp | 2373 Lena Landegger Hwy. Co Rd | Perdue Hill | AL | 36470 | Monroe | 31.5825 | -87.4889 | SERC | SOCO | Southern Company Services, Inc. - Trans | Alabama River | 322 | NR | 7 | Industrial CHP | N |  | N |  | N |  | N | X |  | Alabama Power Co | 195 | AL | 115 |  |  | N | SOUTHEAST ALABAMA GAS DISTRICT | SOUTHERN GAS TRANSMISSION |  |  |  | N | X
9686 | RockTenn-Jackson Fenandina | 54430 | Jackson Mill |  |  | FL | 32206 | Duval | 30.3644 | -81.6297 | FRCC |  |  | Wells | 322122 | NR | 6 | Industrial Non-CHP | N |  | N |  | N |  | N | X
60637 | Sentinel Peak Resources California, LLC | 54447 | Welport Lease Project | 22000 Franco Western Road | McKittrick | CA | 93251 | Kern | 35.3544 | -119.6617 | WECC | CISO | California Independent System Operator | NA | 211 | NR | 7 | Industrial CHP | Y | 90-29-000 | Y | 90-29-000 | N |  | N | X |  | Pacific Gas & Electric Co | 14328 | CA | 12.5 |  |  | N |  | KERN RIVER GAS TRANSMISSION CO |  |  |  | N | N
60637 | Sentinel Peak Resources California, LLC | 54449 | Dome Project | 25605 Westside Hwy | Fellows | CA | 93224 | Kern | 35.2208 | -119.5831 | WECC | CISO | California Independent System Operator |  | 211 | NR | 7 | Industrial CHP | Y | 88-305-000 | Y | 88-305-000 | N |  | N | X |  | Pacific Gas & Electric Co | 14328 | CA | 24 |  |  | N |  | KERN RIVER GAS TRANSMISSION CO |  |  |  | N | N
38215 | Phillips 66 - Los Angeles | 54451 | Los Angeles Refinery Wilmington | 1660 W Anaheim St | Wilmington | CA | 90744 | Los Angeles | 33.7686 | -118.2867 | WECC | LDWP | Los Angeles Department of Water and Power | Municipality | 324 | NR | 7 | Industrial CHP | Y | 87-423-000 | N |  | N |  | N | X |  | Los Angeles Department of Water & Power | 11208 | CA | 34.5 |  |  | N | SOUTHERN CALIFORNIA GAS COMPANY |  |  |  |  | N | N
179 | Agrium US Inc | 54452 | Agrium Kenai Nitrogen Operations | Mile 21.5 Kenai Spur Highway | Kenai | AK | 99611 | Kenai Peninsula | 60.6732 | -151.3784 | ASCC |  |  | Wells | 325311 | NR | 7 | Industrial CHP | N |  | N |  | N |  | N | X |  | Homer Electric Assn Inc | 19558 | AK | 24.8 |  |  | N | ENSTAR NAT GAS | Other - Please explain in pipeline notes below. | Other - Please explain in pipeline notes below. |  | Kenai Beluga Pipeline, LLC Homer Electric Association | N | X
57170 | EDF Renewable Asset Holdings, Inc. | 54453 | EDF Renewable Windfarm V Inc | 6523 Montezuma Hills Road | Birds Landing | CA | 94512 | Solano | 38.1167 | -121.8333 | WECC | CISO | California Independent System Operator |  | 22 | NR | 2 | IPP Non-CHP | N |  | Y | 90-57-000 | N |  |  | X |  | Pacific Gas & Electric Co | 14328 | CA | 34.5 |  |  | N
49963 | FPL Energy Operating Services, Inc. | 54454 | San Gorgonio Windplant WPP1993 |  | North Palm Springs | CA | 92258 | Riverside | 33.9184 | -116.5739 | WECC | CISO | California Independent System Operator |  | 22 | NR | 2 | IPP Non-CHP | N |  | N |  | N |  | N | X |  | Southern California Edison Co | 17609 | CA | 12.47 |  |  | N | [5 empty] | X | X
4119 | Hewlett-Packard Company | 54457 | Hewlett Packard Enterprise | 5555 Windward Parkway | Alpharetta | GA | 30004 | Fulton | 34.0864 | -84.2677 | SERC | SOCO | Southern Company Services, Inc. - Trans |  | 519 | NR | 4 | Commercial Non-CHP | N |  | N |  | N |  | N | X |  | Georgia Power Co | 7140 | GA | 25 |  |  | N | [5 empty] | N | X
56108 | Targa Pipeline Mid-Continent WestTex LLC | 54458 | Benedum Plant | FM1555-8900 | Midkiff | TX | 79755 | Upton | 31.3403 | -101.7653 | TRE | ERCO | Electric Reliability Council of Texas, Inc. |  | 211 | NR | 6 | Industrial Non-CHP | N |  | N |  | N |  | N | X |  | Oncor Electric Delivery Company LLC | 44372 | TX | 14.4 |  |  | N |  | Other - Please explain in pipeline notes below. |  |  | Pipelines are gathering pipelines that contain raw field gas. | N | X
56108 | Targa Pipeline Mid-Continent WestTex LLC | 54459 | Midkiff Plant | 17400 FM 2401 | Midkiff | TX | 79755 | Reagan | 31.6458 | -101.7664 | TRE | ERCO | Electric Reliability Council of Texas, Inc. |  | 211 | NR | 6 | Industrial Non-CHP | N |  | N |  | N |  | N | X |  |  |  |  | 14.4 |  |  | N | [5 empty] | N
55810 | Augusta Canal Authority | 54462 | Graniteville Enterprise Division | 1450 Greene Street, Suite 400 | Augusta | GA | 30901 | Richmond | 33.477 | -81.9827 | SERC | SOCO | Southern Company Services, Inc. - Trans | Augusta Canal | 314 | NR | 6 | Industrial Non-CHP | N |  | Y | 01-49-000 | Y | pending |  | X |  | Georgia Power Co | 7140 | GA | 480 |  |  | N | [5 empty] | X
16024 | Riverwood Intl USA Inc | 54464 | Riverwood International Macon Mill | 100 Graphic Packaging Intl Way | Macon | GA | 31206 | Bibb | 32.7714 | -83.6281 | SERC | SOCO | Southern Company Services, Inc. - Trans | Ocmulgee River | 322 | NR | 7 | Industrial CHP | N |  | N |  | N |  | Y | N | OP | Georgia Power Co | 7140 | GA | 13.8 |  |  | N |  | SOUTHERN NATURAL GAS COMPANY |  |  |  | N | X
14184 | Orlando CoGen Ltd LP | 54466 | Orlando Cogen LP | 8275 Exchange Drive | Orlando | FL | 32809 | Orange | 28.4426 | -81.4123 | FRCC | FPC | Progress Energy Florida | Municipality | 22 | NR | 3 | IPP CHP | Y | 91-233-001; 91-233-002; 91-233-003 | N |  | N |  |  | X |  | Duke Energy Florida, Inc | 6455 | FL | 69 |  |  | N | Other - See pipeline notes. | FLORIDA GAS TRANSMISSION COMPANY |  |  |  | N | N
59479 | Covanta Energy Americas, Inc. | 54468 | Mt Lassen Power | 1/2 mi W of Town,County Rd A21 | Westwood | CA | 96013 | Lassen | 40.2969 | -121.0178 | WECC | CISO | California Independent System Operator | Wells | 22 | NR | 2 | IPP Non-CHP | N |  | Y | 83-199-000 | N |  |  | X |  | Pacific Gas & Electric Co | 14328 | CA | 60 |  |  | N | [5 empty] | N | X
59479 | Covanta Energy Americas, Inc. | 54469 | Pacific Oroville Power Inc | 3050 South Fifth Avenue | Oroville | CA | 95965 | Butte | 39.4804 | -121.5657 | WECC | CISO | California Independent System Operator | Wells | 22 | NR | 2 | IPP Non-CHP | N |  | Y | 83-234-000 | N |  | N | X |  | Pacific Gas & Electric Co | 14328 | CA | 60 |  |  | N | [5 empty] | N | X
31216 | Mascoma Hydro Corp | 54471 | Mascoma Hydro | Rte. 12A & Benning Street | W. Lebanon | NH | 3766 | Grafton | 43.6334 | -72.3172 | NPCC | ISNE | ISO New England Inc. | Mascoma River | 22 | NR | 2 | IPP Non-CHP | N |  | Y | 05-135 | N |  |  | X |  | New Hampshire Elec Coop Inc | 13441 | NH | 12.4 |  |  | N
16968 | Simplot Phosphates LLC | 54472 | Simplot Phosphates | 515 S Hwy 430 | Rock Springs | WY | 82901 | Sweetwater | 41.5417 | -109.1328 | WECC | PACE | PacifiCorp - East | Municipality | 325311 | NR | 7 | Industrial CHP | N |  | Y | 01-121-000 | N |  | N | X |  | PacifiCorp | 14354 | WY | 34.5 |  |  | N | QUESTAR GAS COMPANY |  |  |  |  | N | X
15500 | Puget Sound Energy Inc | 54476 | Sumas Power Plant | 1340 Thompson Lane | Sumas | WA | 98295 | Whatcom | 48.9905 | -122.2733 | WECC | PSEI | Puget Sound Energy | Municipality | 22 | RE | 1 | Electric Utility | Y | 90-217-003 | N |  | N |  | N | X |  | Puget Sound Energy Inc | 15500 | WA | 115 |  |  | N | PUGET SOUND ENERGY | PUGET SOUND ENERGY |  |  |  | N
14173 | Oroville Cogeneration LP | 54477 | Oroville Cogeneration LP | 695 Cal Oak Rd. | Oroville | CA | 95965 | Butte | 39.492 | -121.5628 | WECC | CISO | California Independent System Operator | California Water Service | 324 | NR | 7 | Industrial CHP | Y | 89-110-001 | Y | 89-110-001 | Y | 89-110-001 | N | X |  | Pacific Gas & Electric Co | 14328 | CA | 63 |  |  | N |  | PACIFIC GAS |  |  |  | N | X
547 | American Sugar Refining Inc. | 54512 | Domino Sugar Arabi Plant | 7417 North Peters Street | Arabi | LA | 70032 | St Bernard | 29.9468 | -90.0018 | SERC | MISO | Midcontinent Independent Transmission System Operator, Inc.. | Mississippi River | 311 | NR | 7 | Industrial CHP | N |  | N |  | N |  | N | X |  | Entergy Louisiana LLC | 11241 | LA | 13.8 |  |  | N | ATMOS ENERGY CORPORATION |  |  |  |  | N | X
30038 | WestRock (IL) | 54513 | WestRock (IL) | 1601 East Mountain Street | Aurora | IL | 60505 | Kane | 41.7697 | -88.28 | RFC | PJM | PJM Interconnection, LLC |  | 32213 | NR | 6 | Industrial Non-CHP | N |  | N |  | N |  | N | X |  | Commonwealth Edison Co | 4110 | IL | 12.5 |  |  | N | NICOR GAS |  |  |  |  | N
1851 | Blind Canyon Aqua Ranch Inc | 54514 | Blind Canyon Hydro | 1424 Bob Barton Road | Wendell | ID | 83355 | Gooding | 42.6998 | -114.8226 | WECC | IPCO | Idaho Power Company | Irrigation Canal | 22 | NR | 2 | IPP Non-CHP | N |  | Y | 91-28-000 | N |  |  | X |  | Idaho Power Co | 9191 | ID | 34.5 |  |  | N
4566 | Crotched Mt Rehab Ctr Inc | 54515 | Crotched Mountain Rehabilitation Center | 1 Verney Drive | Greenfield | NH | 3047 | Hillsborough | 42.9717 | -71.8727 | NPCC | ISNE | ISO New England Inc. |  | 622 | NR | 5 | Commercial CHP | N |  | N |  | N |  |  | X |  | Public Service Co of NH | 15472 | NH | 12.7 |  |  | N
17164 | Sierra Pacific Industries Inc | 54517 | Sierra Pacific Sonora | 14980 Camage Road | Standard | CA | 95370 | Tuolumne | 37.9664 | -120.3178 | WECC | CISO | California Independent System Operator | Municipality | 321 | NR | 7 | Industrial CHP | N |  | Y | 00-1-000 | N |  |  | X |  | Pacific Gas & Electric Co | 14328 | CA | 120 |  |  | N | [5 empty] | N | X
6564 | Formosa Plastics Corp | 54518 | Formosa Plastics | Gulf States Road | Baton Rouge | LA | 70805 | East Baton Rouge | 30.4992 | -91.1872 | SERC | MISO | Midcontinent Independent Transmission System Operator, Inc.. | Mississippi River | 325211 | NR | 7 | Industrial CHP | Y | 90-196-000 | N |  | N |  | N | X |  | Entergy Gulf States - LA LLC | 55936 | LA | 230 |  |  | N |  | ACADIAN GAS P L SYS |  |  |  | N | X
6831 | Ft Worth City of | 54520 | Village Creek Water Reclamation Facility | 4500 Wilma Lane | Arlington | TX | 76012 | Tarrant | 32.7751 | -97.1421 | TRE | ERCO | Electric Reliability Council of Texas, Inc. |  | 22132 | NR | 5 | Commercial CHP | N |  | N |  | N |  | N | X |  | Oncor Electric Delivery Company LLC | 44372 | TX | 12.5 |  |  | N | ATMOS ENERGY CORPORATION | Other - Please explain in pipeline notes below. |  |  | RENOVAR ENERGY CORP. - Low BTU Landfill Gas Producer | N | X
8705 | Hoffer Plastics | 54523 | Hoffer Plastics | 500 N. Collins Street | South Elgin | IL | 60177 | Kane | 41.9989 | -88.3022 | RFC | PJM | PJM Interconnection, LLC | Wells | 326 | NR | 6 | Industrial Non-CHP | N |  | N |  | N |  | N | X |  | Commonwealth Edison Co | 4110 | IL | 34 |  |  | N | NICOR GAS |  |  |  |  | N | X
8862 | Horseshoe Bend Hydroelectric Co | 54524 | Horseshoe Bend Hydroelectric Co | Highway 52, by Kennedy Lane | Horseshoe Bend | ID | 83629 | Boise | 43.9041 | -116.2442 | WECC | IPCO | Idaho Power Company | Payette River | 22 | NR | 2 | IPP Non-CHP | N |  | Y | 84-249-000 | N |  | N | X |  | Idaho Power Co | 9191 | ID | 69 |  |  | N | [5 empty] | N | N
26003 | Kankakee City of | 54525 | Kankakee Hydro Facility | 175 W. Water Street | Kankakee | IL | 60901 | Kankakee | 41.1128 | -87.8681 | RFC | PJM | PJM Interconnection, LLC | Kankakee River | 22132 | NR | 4 | Commercial Non-CHP | N |  | N |  | N |  | N | X |  | Commonwealth Edison Co | 4110 | IL | 12.5 |  |  | N
57431 | ReEnergy Biomass LLC | 54526 | ReEnergy Lyonsdale Biomass | 3823 Marmon Road | Lyons Falls | NY | 13368 | Lewis | 43.618 | -75.3054 | NPCC | NYIS | New York Independent System Operator | Moose River | 22 | NR | 3 | IPP CHP | Y | 87-531-002 | Y | 87-531-003, 87-531-010 | N |  | N | X |  | Niagara Mohawk Power Corp. | 13573 | NY | 115 |  |  | N | [5 empty] | X | X
20541 | Wheelabrator Environmental Systems | 54529 | Wheelabrator Ridge Energy | 3131 K-Ville Avenue | Auburndale | FL | 33823 | Polk | 28.0274 | -81.8475 | FRCC | FMPP | Florida Municipal Power Pool | Wells | 22 | NR | 2 | IPP Non-CHP | N |  | Y | 92-158-000 | N |  |  | X |  | City of Lakeland - (FL) | 10623 | FL | 69 |  |  | N
5499 | Targa Midstream Services LP | 54531 | Stingray Facility | 5022 Gulf Beach Hwy | Cameron | LA | 70631 | Cameron | 29.7614 | -93.6086 | SERC | MISO | Midcontinent Independent Transmission System Operator, Inc.. |  | 324 | NR | 6 | Industrial Non-CHP | N |  | N |  | N |  |  | X |  | Jefferson Davis Elec Coop, Inc | 9682 | LA | 244 |  |  | N |  | STINGRAY PIPELINE CO LLC |  |  |  | N
17604 | Southern Minnesota Beet Sugar | 54533 | Southern Minnesota Beet Sugar | 83550 Co. Road 21 | Renville | MN | 56284 | Renville | 44.7964 | -95.1798 | MRO | MISO | Midcontinent Independent Transmission System Operator, Inc.. | Well/Factory Water | 311 | NR | 7 | Industrial CHP | N |  | N |  | N |  | N | X |  | Renville-Sibley Coop Pwr Assn | 15845 | MN | 69 | 13 | 5 | N | GREAT PLAINS NATURAL GAS CO |  |  |  |  | N | X
17887 | St Joseph's Hospital | 54534 | St Josephs Hospital | 3001 W Dr MLK Jr blvd | Tampa | FL | 33607 | Hillsborough | 27.9828 | -82.4919 | FRCC | TEC | Tampa Electric Company |  | 622 | NR | 5 | Commercial CHP | N |  | N |  | N |  | N | X |  | Tampa Electric Co | 18454 | FL | 480 |  |  | N | PEOPLES GAS SYS |  |  |  |  | N
56355 | LES Project Holdings LLC | 54536 | Sumpter Energy Associates | 26981 Elwell Road | Belleville | MI | 48111 | Wayne | 42.1057 | -83.4988 | RFC | MISO | Midcontinent Independent Transmission System Operator, Inc.. |  | 22 | NR | 2 | IPP Non-CHP | N |  | Y | 91-91-000 | N |  | N | X |  | DTE Electric Company | 5109 | MI | 40 |  |  | N | [5 empty] | N | X
15500 | Puget Sound Energy Inc | 54537 | Ferndale Generating Station | 5105 Lake Terrell Road | Ferndale | WA | 98248 | Whatcom | 48.8288 | -122.6867 | WECC | PSEI | Puget Sound Energy | Nooksack River | 22 | RE | 1 | Electric Utility | Y | 92-91-001 | N |  | N |  | N | X |  | Puget Sound Energy Inc | 15500 | WA | 115 |  |  | N | CASCADE NAT GAS CORP |  |  |  |  | N
13994 | Oglethorpe Power Corporation | 54538 | Hartwell Energy Facility | 415 Smith McGee Hwy | Hartwell | GA | 30643 | Hart | 34.3396 | -82.8199 | SERC | SOCO | Southern Company Services, Inc. - Trans | Closed Loop Cooling System | 22 | RE | 1 | Electric Utility | N |  | N |  | Y | 93-3-00 |  | X |  | Georgia Transmission Corp | 7197 | GA | 230 |  |  | N |  | TRANSCONTINENTAL GAS PIPELINE |  |  |  | N
54842 | WM Renewable Energy LLC | 54539 | Venice Resources Gas Recovery | 9536 Lennon Road | Lennon | MI | 48449 | Shiawassee | 42.985 | -83.9764 | RFC | MISO | Midcontinent Independent Transmission System Operator, Inc.. |  | 22 | NR | 2 | IPP Non-CHP | N |  | Y | 91-96-000 | N |  | N | X |  | Consumers Energy Co | 4254 | MI | 8 |  |  | N | [5 empty] | X | X
20328 | Wells Manufacturing Co | 54540 | Charter Dura-Bar | 1800 W. Lake Shore Dr. | Woodstock | IL | 60098 | McHenry | 42.2891 | -88.413 | RFC | PJM | PJM Interconnection, LLC |  | 331 | NR | 6 | Industrial Non-CHP | N |  | N |  | N |  | N | X |  | Commonwealth Edison Co | 4110 | IL | 12.6 |  |  | N | NICOR GAS |  |  |  |  | N | X
17254 | Sithe/Independence LLC | 54547 | Sithe Independence Station | 76 Independence Way | Oswego | NY | 13126 | Oswego | 43.495 | -76.4511 | NPCC | NYIS | New York Independent System Operator | Municipality | 22 | NR | 3 | IPP CHP | N |  | N |  | Y | 03-3-000 | N | X |  | Niagara Mohawk Power Corp. | 13573 | NY | 345 |  |  | N | NIAGARA MOHAWK DBA NATIONAL GRID |  |  |  |  | N
59827 | Ampersand Long Falls Hydro, LLC | 54548 | Longfalls Facility | Lathrop Street | West Carthage | NY | 13619 | Jefferson | 43.9808 | -75.6247 | NPCC | NYIS | New York Independent System Operator | Black River | 22 | NR | 2 | IPP Non-CHP | N |  | Y | 90-108-000 | N |  | N | X |  | Niagara Mohawk Power Corp. | 13573 | NY | 23 |  |  | N
7477 | Granger Electric Co | 54549 | Granger Electric Generating Station #1 | 16800 Wood Road | Lansing | MI | 48906 | Clinton | 42.7729 | -84.5237 | RFC | MISO | Midcontinent Independent Transmission System Operator, Inc.. |  | 22 | NR | 2 | IPP Non-CHP | N |  | Y | 91-110-002 | N |  | N | X |  | Consumers Energy Co | 4254 | MI | 46 |  |  | N | [5 empty] | N | X
6529 | Exxon Mobil Production Co | 54550 | ExxonMobil Mobile Bay Onshore | 6000 Deakle Rd. | Theodore | AL | 36582 | Mobile | 30.432 | -88.1824 | SERC | SOCO | Southern Company Services, Inc. - Trans | Wells | 211 | NR | 7 | Industrial CHP | Y | 91-183-000 | N |  | N |  |  | X |  | Alabama Power Co | 195 | AL | 4.16 |  |  | N |  | None |  |  |  | N
40613 | Northern California Power Agny | 54554 | Spicer Meadow Project | 477 Bret Hart Drive | Murphys | CA | 95247 | Tuolumne | 38.3914 | -120.0008 | WECC | CISO | California Independent System Operator | Spicer Meadow Reservoir | 22 | RE | 1 | Electric Utility | N |  | N |  | N |  | N | X |  | Pacific Gas & Electric Co | 14328 | CA | 21 |  |  | N
40613 | Northern California Power Agny | 54555 | Collierville Powerhouse | 477 Bret hart Drive | Murphys | CA | 92547 | Calaveras | 38.1446 | -120.3805 | WECC | CISO | California Independent System Operator | Northfork Stanisalus River | 22 | RE | 1 | Electric Utility | N |  | N |  | N |  | N | X |  | Pacific Gas & Electric Co | 14328 | CA | 230 |  |  | N
4222 | Ingredion Inc - Illinois | 54556 | Ingredion Incorporated | 6400 South Archer Ave | Bedford Park | IL | 60501 | Cook | 41.7775 | -87.8233 | RFC | PJM | PJM Interconnection, LLC | Sanitary Ship Canal | 311 | NR | 7 | Industrial CHP | Y | 85-119-000 | N |  | N |  | N | X |  | Commonwealth Edison Co | 4110 | IL | 34.5 |  |  | N | NICOR GAS |  |  |  |  | N | X
8365 | Hazelton/Wilson Joint Venture | 54558 | Hazelton B Hydro | 2832 State Highway 25 | Hazelton | ID | 83335 | Jerome | 42.6051 | -114.093 | WECC | IPCO | Idaho Power Company | Irrigation Canal | 22 | NR | 2 | IPP Non-CHP | N |  | Y | 93-72-000 | N |  |  | X |  | Idaho Power Co | 9191 | ID | 12.46 |  |  | N
56375 | Graphic Packaging International Inc | 54561 | Graphic Packaging International | 2600 De La Cruz Blvd. | Santa Clara | CA | 95050 | SANTA CLARA | 37.3682 | -121.9436 | WECC | CISO | California Independent System Operator | Wells | 22 | NR | 3 | IPP CHP | Y | 83-335-000 | N |  | N |  | N | X |  | City of Santa Clara - (CA) | 16655 | CA | 60 |  |  | N |  | PACIFIC GAS |  |  |  | N | X
11169 | Longview Fibre Co | 54562 | Longview Fibre | 300 Fibre Way | Longview | WA | 98632 | Cowlitz | 46.1039 | -122.9184 | WECC | BPAT | Bonneville Power Administration | Cowlitz River | 32213 | NR | 7 | Industrial CHP | Y | 89-45-004 | N |  | N |  | N | X |  | PUD No 1 of Cowlitz County | 4442 | WA | 115 | 13.8 |  | N | CASCADE NAT GAS CORP | Other - Please explain in pipeline notes below. |  |  |  | N | X
7092 | General Mills Inc | 54564 | General Mills Inc | 54 South Michigan Ave. | Buffalo | NY | 14203 | Erie | 42.871 | -78.8755 | NPCC | NYIS | New York Independent System Operator | Municipality | 311 | NR | 7 | Industrial CHP | Y | 88-179-000 | N |  | N |  | N | X |  | Niagara Mohawk Power Corp. | 13573 | NY | 34.5 |  |  | N |  | EMPIRE PIPELINE INC |  |  |  | N | N
21116 | YKK USA Inc | 54566 | YKK USA Chestney | 4234 Ocmulgee East Blvd. | Macon | GA | 31217 | Bibb | 32.8061 | -83.5456 | SERC | SOCO | Southern Company Services, Inc. - Trans |  | 314 | NR | 6 | Industrial Non-CHP | N |  | N |  | N |  | N | X |  | Georgia Power Co | 7140 | GA | 12 |  |  | N
57225 | MM Yolo Power LLC | 54567 | MM Yolo Power | 44090 Road 28H, Box #3 | Woodland | CA | 95776 | Yolo | 38.5963 | -121.6875 | WECC | CISO | California Independent System Operator |  | 22 | NR | 2 | IPP Non-CHP | N |  | Y | 96-117-001 | N |  |  | X |  | Pacific Gas & Electric Co | 14328 | CA | 12.5 |  |  | N
13943 | Ocean County Utilities Auth | 54569 | Bayville Central Facility | 501 Hickory Lane | Bayville | NJ | 8721 | Ocean | 39.9094 | -74.178 | RFC | PJM | PJM Interconnection, LLC | Treated Plant Effluent | 22132 | NR | 5 | Commercial CHP | Y | 89-276-000 | N |  | N |  | N | X |  | Jersey Central Power & Lt Co | 9726 | NJ | 34.5 |  |  | N | NEW JERSEY NATURAL GAS |  |  |  |  | N
57280 | Eagle Creek RE LLC | 54572 | Lochmere Hydroelectric Plant | Street address not available | Lochmere | NH | 3220 | Belknap | 43.4732 | -71.5336 | NPCC | ISNE | ISO New England Inc. | Winnipesaukee River | 22 | NR | 2 | IPP Non-CHP | N |  | Y | 99-73-000 | N |  | N | X |  | Public Service Co of NH | 15472 | NH | 34.5 |  |  | N | [5 empty] | N | N
54838 | Windsor Machinery Co Inc | 54573 | Wappinger Falls Hydroelectric | Bldg.28 market street industri | Wappinger Falls | NY | 12590 | Dutchess | 41.5984 | -73.922 | NPCC | NYIS | New York Independent System Operator | Wappingers Lake | 22 | NR | 2 | IPP Non-CHP | N |  | Y | 88-516-000 | N |  |  | X |  | Central Hudson Gas & Elec Corp | 3249 | NY | 14 |  |  | N
16729 | Saranac Power Partners LP | 54574 | Saranac Facility | 99 Weed Street | Plattsburgh | NY | 12901 | Clinton | 44.7132 | -73.4557 | NPCC | NYIS | New York Independent System Operator | Air Cooled | 22 | NR | 2 | IPP Non-CHP | N |  | N |  | Y | 09-31-000 | N | X |  | New York State Elec & Gas Corp | 13511 | NY | 115 |  |  | N |  | NORTH COUNTRY PIPELINE |  |  |  | N | X
50026 | Energy Operations Group | 54578 | Glenns Ferry Cogen Facility | 599 East Harrison St. | Glenns Ferry | ID | 83623 | Elmore | 42.954 | -115.2937 | WECC | IPCO | Idaho Power Company | Municipality | 22 | NR | 3 | IPP CHP | Y | 93-159-001 | N |  | N |  | N | X |  | Idaho Power Co | 9191 | ID | 12.5 |  |  | N |  | NORTHWEST PIPELINE GP |  |  |  | N | X
50026 | Energy Operations Group | 54579 | Rupert Cogen Project | 811 South Oneida St. | Rupert | ID | 83350 | Minidoka | 42.6056 | -113.6839 | WECC | BPAT | Bonneville Power Administration | Wells | 22 | NR | 3 | IPP CHP | Y | 93-88-001 | N |  | N |  | N | X |  | Bonneville Power Administration | 1738 | ID | 12.5 |  |  | N |  | NORTHWEST PIPELINE GP |  |  |  | N | X
24931 | Palmer Hydroelectric | 54580 | Curtis Palmer Hydroelectric | 15 Pine Street | Corinth | NY | 12822 | Saratoga | 43.2469 | -73.8281 | NPCC | NYIS | New York Independent System Operator | Hudson River | 22 | NR | 2 | IPP Non-CHP | N |  | Y | 81-54-000 | N |  | N | X |  | Niagara Mohawk Power Corp. | 13573 | NY | 115 |  |  | N | [5 empty] | X
56171 | Bicent Power | 54586 | Tanner Street Generation | 2 Tanner Street | Lowell | MA | 1852 | Middlesex | 42.6321 | -71.3132 | NPCC | ISNE | ISO New England Inc. | Municipality | 22 | NR | 2 | IPP Non-CHP | N |  | N |  | Y | 97-55-000 | N | X |  | New England Power Company | 13433 |  | 115 |  |  | N |  | TENNESSEE GAS PIPELINE COMPANY |  |  |  | N | X
15253 | Power City Partners LP | 54592 | Massena Energy Facility | Alcoa Power Canal Road | Massena | NY | 13662 | St Lawrence | 44.9503 | -74.8928 | NPCC | NYIS | New York Independent System Operator | St. Lawarence River | 22 | NR | 2 | IPP Non-CHP | N |  | N |  | Y | 98-31-000 |  | X |  | Niagara Mohawk Power Corp. | 13573 | NY | 115 |  |  | N | ST LAWRENCE GAS COMPANY INC | IROQUOIS GAS TRANSMISSION SYS LP | TRANSCONTINENTAL GAS PIPELINE |  |  | N | X
16839 | Seneca Power Partners LP | 54593 | Batavia Power Plant | 163 Cedar St | Batavia | NY | 14020 | Genesee | 42.9828 | -78.1592 | NPCC | NYIS | New York Independent System Operator | Wells | 22 | NR | 2 | IPP Non-CHP | N |  | N |  | Y | 98-34-000 | N | X |  | Niagara Mohawk Power Corp. | 13573 | NY | 115 |  |  | N | Other - See pipeline notes. | DOMINION TRANSMISSION INCORPORATED |  |  |  | N | N
55994 | University of Arizona - Biosphere 2 | 54594 | University of Arizona - Biosphere 2 | 32540 S. Biosphere Road | Oracle | AZ | 85623 | Pinal | 32.578 | -110.8526 | WECC | WALC | Western Area Power Administration - Desert Southwest Region |  | 561 | NR | 4 | Commercial Non-CHP | N |  | N |  | N |  | N | X |  | USBIA-San Carlos Project | 19604 | AZ | 12.74 |  |  | N |  | EL PASO NATURAL GAS COMPANY LLC |  |  |  | N | N
56478 | University of Michigan NCampus Research | 54604 | Warner Lambert | 2800 Plymouth Rd | Ann Arbor | MI | 48105 | Washtenaw | 42.2993 | -83.7053 | RFC | MISO | Midcontinent Independent Transmission System Operator, Inc.. |  | 561 | NR | 5 | Commercial CHP | Y | 89-233-000 | N |  | N |  | N | X |  | DTE Electric Company | 5109 | MI | 40 |  |  | N |  | DTE GAS COMPANY |  |  |  | N | X
21621 | United Technologies | 54605 | Pratt & Whitney | 400 Main | East Hartford | CT | 6108 | Hartford | 41.7483 | -72.6367 | NPCC | ISNE | ISO New England Inc. | Closed Loop Tower Cooling | 336 | NR | 7 | Industrial CHP | Y | 91-44-000 | N |  | N |  | N | X |  | Connecticut Light & Power Co | 4176 | CT | 22.3 |  |  | N |  | Algonquin Gas Transmission Company |  |  |  | N | N
20838 | Win-Sam Inc | 54606 | University of Texas at San Antonio | One UTSA Circle | San Antonio | TX | 78249 | Bexar | 29.5889 | -98.6139 | TRE | ERCO | Electric Reliability Council of Texas, Inc. | Municipality | 611 | NR | 5 | Commercial CHP | N |  | N |  | N |  | N | X |  | City of San Antonio - (TX) | 16604 | TX | 13.8
21622 | The University of Texas at Dallas | 54607 | University of Texas at Dallas | 800 W. Campbell Road | Richardson | TX | 75083 | Collin | 32.9883 | -96.7489 | TRE | ERCO | Electric Reliability Council of Texas, Inc. | Municipality | 611 | NR | 5 | Commercial CHP | Y | 89-217-000 | N |  | N |  | N | X |  | Oncor Electric Delivery Company LLC | 44372 | TX | 12.5 | 25 |  | N | ATMOS ENERGY CORPORATION |  |  |  |  | N | N
4417 | Ingredion Inc - Winston Salem | 54618 | Ingredion Winston Salem | 4501 Overdale Road | Winston-Salem | NC | 27107 | Forsyth | 36.0338 | -80.2274 | SERC | DUK | Duke Energy Carolinas | Municipality | 311 | NR | 7 | Industrial CHP | Y | 90-182-001 | N |  | N |  | N | X |  | Duke Energy Carolinas, LLC | 5416 | NC | 480 |  |  | N | PIEDMONT NATURAL GAS |  |  |  |  | N | N
14995 | Pinetree Power Fitchburg, LLC | 54620 | Pinetree Power Fitchburg | 2 Rowtier Drive | Westminster | MA | 1473 | Worcester | 42.5428 | -71.8528 | NPCC | ISNE | ISO New England Inc. | Town of Westminster, MA | 22 | NR | 2 | IPP Non-CHP | N |  | Y | 91-37-000 | N |  | N | X |  | Fitchburg Gas & Elec Light Co | 6374 | MA | 69 |  |  | N | NORTHERN UTILITIES INC |  |  |  |  | N | X
12411 | Miami Dade Water & Sewer Dept | 54623 | Central District Wastewater Treat Plant | 3989 Rickenbacker cswy | Miami | FL | 33131 | Miami Dade | 25.7486 | -80.1528 | FRCC | FPL | Florida Power & Light Company | Reclaimed Wastewater | 22132 | NR | 5 | Commercial CHP | N |  | N |  | N |  | N | X |  | Florida Power & Light Co | 6452 | FL | 13.2 |  |  | N | [5 empty] | N | X
12411 | Miami Dade Water & Sewer Dept | 54624 | South District Wastewater Treatment Plt | 8950 SW 232 St | Miami | FL | 33190 | Miami Dade | 25.5498 | -80.3363 | FRCC | FPL | Florida Power & Light Company | Reclaimed Wastewater | 22132 | NR | 5 | Commercial CHP | N |  | N |  | N |  | N | X |  | Florida Power & Light Co | 6452 | FL | 13.2 |  |  | N | FLORIDA CITY GAS |  |  |  |  | N | X
56646 | Covanta Plymouth Renewable Energy L P | 54625 | Covanta Plymouth Renewable Energy | 1155 Conshohocken Road | Conshohocken | PA | 19428 | Montgomery | 40.0967 | -75.3103 | RFC | PJM | PJM Interconnection, LLC | Municipality | 562212 | NR | 4 | Commercial Non-CHP | N |  | Y | 88-142-004 | N |  | N | X |  | PECO Energy Co | 14940 | PA | 138 |  |  | N
13060 | Mt Poso Cogeneration Co | 54626 | Mt Poso Cogeneration | 36157 Famoso Woody Road | Bakersfield | CA | 93308 | Kern | 35.5763 | -119.0062 | WECC | CISO | California Independent System Operator | Wells | 22 | NR | 3 | IPP CHP | Y | 85-324-000 | N |  | N |  | N | X |  | Pacific Gas & Electric Co | 14328 | CA | 115 |  |  | N |  | PACIFIC GAS |  |  |  | N | X
13492 | New Hope Power Company | 54627 | Okeelanta Cogeneration | 8001 Highway 27 South | South Bay | FL | 33493 | Palm Beach | 26.5769 | -80.7469 | FRCC | FPL | Florida Power & Light Company | Canal (Lake Okeechobee) | 22 | NR | 3 | IPP CHP | Y | 94-64-002, 94-64-001, 94-64-000 | N |  | N |  | N | X |  | Florida Power & Light Co | 6452 | FL | 138 |  |  | N | FLORIDA CITY GAS |  |  |  |  | N | X
14925 | Phelps Dodge Refining Corp | 54628 | Phelps Dodge Refining | 850 HAWKINS | El Paso | TX | 79915 | El Paso | 31.7645 | -106.3913 | WECC | EPE | El Paso Electric Company | Wells | 2122 | NR | 7 | Industrial CHP | Y | 86-652-000; '93-57-000 | N |  | N |  | N | X |  | El Paso Electric Co | 5701 | TX | 13.8 |  |  | N | TEXAS GAS SERVICE |  |  |  |  | N | N
54839 | Eagle Materials Co LLC | 54630 | American Gypsum Cogeneration | 740 Hwy 6 | Gypsum | CO | 81637 | Eagle | 39.6486 | -106.9494 | WECC | PSCO | Public Service Company of Colorado |  | 32213 | NR | 7 | Industrial CHP | Y | 91-146-000 | N |  | N |  | N | X |  | Holy Cross Electric Assn, Inc | 8773 | CO | 480 |  |  | N | BLACK HILLS ENERGY | SOURCE GAS DISTRIBUTION LLC |  |  |  | N | N
16793 | Schuylkill Energy Resource Inc | 54634 | St Nicholas Cogen Project | Hwy 54 E, Twp Rt. 851 | Shenandoah | PA | 17976 | Schuylkill | 40.8222 | -76.1736 | RFC | PJM | PJM Interconnection, LLC | Municipality | 22 | NR | 3 | IPP CHP | N |  | Y | 94-7-000 | N |  | N | X |  | PPL Electric Utilities Corp | 14715 | PA | 69 |  |  | N | [5 empty] | X | X
30052 | Huntsman Corp | 54637 | JCO Oxides Olefins Plant | 6001 Hwy 366 | Port Neeches | TX | 77651 | Jefferson | 29.9635 | -93.9297 | SERC | MISO | Midcontinent Independent Transmission System Operator, Inc.. | Closed-Loop Cooling Tower | 324 | NR | 7 | Industrial CHP | Y | 90-174-000 | N |  | N |  | N | X |  | Entergy Texas Inc. | 55937 | TX | 69 |  |  | N |  | KINDER MORGAN TEJAS PIPELINE LLC | KINDER MORGAN TEXAS PIPELINE LLC | Other - Please explain in pipeline notes below. | Houston Pipeline | N
56137 | Domtar LLC | 54638 | Johnsonburg Mill | 100 Center Street | Johnsonburg | PA | 15845 | Elk | 41.4915 | -78.6758 | RFC | PJM | PJM Interconnection, LLC | East Branch Clarion River | 322 | NR | 7 | Industrial CHP | Y | 86-722-001; 86-722-002; 86-722-003 | N |  | N |  | N | X |  | West Penn Power Company | 20387 | PA | 115 |  |  | N |  | DOMINION TRANSMISSION INCORPORATED |  |  |  | N
7595 | Great Lakes Hydro America LLC | 54639 | Berlin Gorham | 972 Main Street | Berlin | NH | 3570 | Coos | 44.3889 | -71.1645 | NPCC | ISNE | ISO New England Inc. | Androscoggin River | 22 | NR | 2 | IPP Non-CHP | N |  | N |  | Y | 02-137-000 | N | X |  | Public Service Co of NH | 15472 | NH | 22 |  |  | N
60789 | Nautilus Power LLC | 54640 | NAEA Lakewood LLC | 123 Energy Way | Lakewood | NJ | 8701 | Ocean | 40.0613 | -74.1686 | RFC | PJM | PJM Interconnection, LLC | Wells | 22 | NR | 2 | IPP Non-CHP | N |  | N |  | Y | 93-62-000 |  | X |  | Jersey Central Power & Lt Co | 9726 | NJ | 230 |  |  | N | NEW JERSEY NATURAL GAS | TRANSCONTINENTAL GAS PIPELINE | TRANSCONTINENTAL GAS PIPELINE |  |  | N
9989 | Kalaeloa Partners LP | 54646 | Kalaeloa Cogen Plant | 91-111 Kalaeloa Blvd. | Kapolei | HI | 96707 | Honolulu | 21.3021 | -158.0963 | HICC |  |  | Wells | 22 | NR | 3 | IPP CHP | Y | 89-198-001 | N |  | Y | 93-38-000; 93-41-000 | N | X |  | Hawaiian Electric Co Inc | 19547 | HI | 138 |  |  | N | [5 empty] | N | X
2770 | Terra-Gen Operating Co LLC | 54647 | TPC Windfarms LLC | 7021 Oak Creek Road | Mojave | CA | 93501 | Kern | 35.05 | -118.2572 | WECC | CISO | California Independent System Operator |  | 22 | NR | 2 | IPP Non-CHP | N |  | N |  | N |  |  | X |  | Southern California Edison Co | 17609 | CA | 66 |  |  | N
11664 | Mark Technologies Corp | 54650 | Swanmill Windfarm I | intst. 10 & Whitewater Canyon | N. Palm Springs | CA | 92264 | Riverside | 33.942 | -116.661 | WECC | CISO | California Independent System Operator |  | 22 | NR | 2 | IPP Non-CHP | N |  | Y | 89-115-000 | N |  | N | X |  | Southern California Edison Co | 17609 | CA | 21 |  |  | N | [5 empty] | N | N
18194 | STS Hydropower Ltd | 54653 | Kanaka | 1301 Lumpkin Road | Oroville | CA | 30 | Butte | 39.5589 | -121.2961 | WECC | CISO | California Independent System Operator | Sucker Run Creek | 22 | NR | 2 | IPP Non-CHP | N |  | Y | 88-409-000 | N |  | N | X |  | Pacific Gas & Electric Co | 14328 | CA | 12 |  |  | N
18194 | STS Hydropower Ltd | 54654 | Kekawaka Power House | 4195 Bear Butte Road | Mirinda-95553 | CA | 95495 | Trinity | 40.0941 | -123.509 | WECC | CISO | California Independent System Operator | Kekawaka | 22 | NR | 2 | IPP Non-CHP | N |  | Y | 89-262-000 | N |  | N | X |  | Pacific Gas & Electric Co | 14328 | CA | 60 |  |  | N
18232 | STS HydroPower Ltd-Schoolfield Dam | 54655 | Schoolfield Dam | 1936 Memorial Drive | Danville | VA | 24541 | Pittsylvania | 36.5768 | -79.4325 | SERC | PJM | PJM Interconnection, LLC | Dan River | 22 | NR | 2 | IPP Non-CHP | N |  | Y | 89-194-000 | N |  | N | X |  | Virginia Electric & Power Co | 19876 | VA | 13.9 |  |  | N
9210 | International Paper Co-Riegelwood | 54656 | International Paper Riegelwood Mill | 865 John L Riegel Road | Riegelwood | NC | 28456 | Columbus | 34.3533 | -78.2137 | SERC | CPLE | Progress Energy Carolinas - EAST | Cape Fear River | 32213 | NR | 7 | Industrial CHP | N |  | N |  | N |  | Y | N | OP | Duke Energy Progress - (NC) | 3046 | NC | 13.8 |  |  | N | PIEDMONT NATURAL GAS |  |  |  |  | N | N
60716 | Quantum Auburndale Power, LP | 54658 | Quantum Auburndale Power LP | 1501 West Derby Avenue | Auburndale | FL | 33823 | Polk | 28.0542 | -81.8058 | FRCC | TEC | Tampa Electric Company | Well | 22 | NR | 3 | IPP CHP | Y | 93-29-000, 001, 002, 003, 004, 005, 006, 007, 008, 009, 010, | N |  | Y | EG13-45-000 | N | X |  | Tampa Electric Co | 18454 | FL | 239 |  |  |  | PEOPLES GAS SYS
54843 | WM Illinois Renewable Energy LLC | 54659 | Kankakee Gas Recovery | 180 E. 6000 South Road | Chebanse | IL | 60922 | Kankakee | 41.0333 | -87.8678 | RFC | PJM | PJM Interconnection, LLC |  | 22 | NR | 2 | IPP Non-CHP | N |  | Y | 91-134-000 | N |  | N | X |  | Commonwealth Edison Co | 4110 | IL | 12 |  |  | N
54842 | WM Renewable Energy LLC | 54661 | Pheasant Run Landfill Gas Recovery | 19414 60th Street | Bristol | WI | 53104 | Kenosha | 42.5825 | -88.0436 | RFC | MISO | Midcontinent Independent Transmission System Operator, Inc.. |  | 22 | NR | 2 | IPP Non-CHP | N |  | Y | 91-133-000 | N |  | N | X |  | Wisconsin Electric Power Co | 20847 | WI | 28 |  |  | N | [5 empty] | X | X
54843 | WM Illinois Renewable Energy LLC | 54662 | Woodland Landfill Gas Recovery | 7 N. 500 Route 25 | South Elgin | IL | 60177 | Kane | 41.981 | -88.2745 | RFC | PJM | PJM Interconnection, LLC |  | 22 | NR | 2 | IPP Non-CHP | N |  | Y | 91-135-000 | N |  | N | X |  | Commonwealth Edison Co | 4110 | IL | 13 |  |  | N
54842 | WM Renewable Energy LLC | 54663 | Turnkey Landfill Gas Recovery | 30 Rochester Neck Road | Rochester | NH | 3839 | Strafford | 43.2416 | -70.9664 | NPCC | ISNE | ISO New England Inc. |  | 22 | NR | 2 | IPP Non-CHP | N |  | Y | 93-34-002 | N |  | N | X |  | Public Service Co of NH | 15472 | NH | 35 |  |  | N | [5 empty] | X | X
18031 | Steamboat Development Corp | 54665 | Steamboat II | 1010 Power Plant Dr | Reno | NV | 89521 | Washoe | 39.3956 | -119.7468 | WECC | NEVP | Nevada Power Company | Wells | 22 | NR | 2 | IPP Non-CHP | N |  | Y | 91-180-000 | N |  |  | X |  | Sierra Pacific Power Co | 17166 | NV | 120 |  |  | N
18031 | Steamboat Development Corp | 54666 | Steamboat III | 1010 Power Plant Dr | Reno | NV | 89521 | Washoe | 39.3944 | -119.7475 | WECC | NEVP | Nevada Power Company | Wells | 22 | NR | 2 | IPP Non-CHP | N |  | Y | 91-180-000 | N |  |  | X |  | Sierra Pacific Power Co | 17166 | NV | 120 |  |  | N
3670 | FreePort-McMoRan-Corp-Chino Mines | 54667 | Chino Mines | 210 Cortez Ave. | Hurley | NM | 88043 | Grant | 32.6956 | -108.1225 | WECC | PNM | Public Service Company of New Mexico | Wells | 2122 | NR | 6 | Industrial Non-CHP | N |  | N |  | N |  | N | X |  | Public Service Co of NM | 15473 | NM | 115 |  |  | N |  | EL PASO NATURAL GAS COMPANY LLC |  |  |  | N | X
11782 | Marysville Hydro Partners | 54668 | Falls River Hydro | 1238 N. 4000 East | Ashton | ID | 83420 | Fremont | 44.0597 | -111.3535 | WECC | BPAT | Bonneville Power Administration | Falls River | 22 | NR | 2 | IPP Non-CHP | N |  | Y | 88-144-000 | N |  | N | X |  | Fall River Rural Elec Coop Inc | 6169 | ID | 12 |  |  | N | [5 empty] | N | N
6527 | Ford Hydro Ltd Partnership | 54674 | Ford Hydro LP | State Highway 11 | Weippe | ID | 83553 | Clearwater | 46.3838 | -115.9493 | WECC | AVA | Avista Corporation | Jim Ford Creek | 22 | NR | 2 | IPP Non-CHP | N |  | Y | 85-96-000 | N |  | N | X |  | Avista Corp | 20169 | ID | 16 |  |  | N | [5 empty] | X | X
17664 | Spartanburg Commissioners PW | 54675 | Spartanburg Water System | 390 Spartanburg Water Works Rd | Chesnee | SC | 29323 | Spartanburg | 35.1103 | -81.9675 | SERC | DUK | Duke Energy Carolinas | South Pacolet River | 483 | NR | 4 | Commercial Non-CHP | N |  | N |  | N |  | N | X |  | Duke Energy Carolinas, LLC | 5416 | SC | 4.2 |  |  | N
5374 | Dow Chemical Company-Oyster Creek VIII | 54676 | Oyster Creek Unit VIII | 2301 Brazosport Blvd., OC-801 | Freeport | TX | 77547 | Brazoria | 28.9802 | -95.342 | TRE | ERCO | Electric Reliability Council of Texas, Inc. | Brazos River (Dow Chemical) | 22 | NR | 3 | IPP CHP | Y | 92-42-000 | N |  | N |  | N | X |  | CenterPoint Energy | 8901 | TX | 138 |  |  | N |  | DOW CHEMICAL CO |  |  |  | N | X
4660 | CII Carbon LLC | 54677 | CII Carbon LLC | 700 Coke Plant Rd | Chalmette | LA | 70043 | St Bernard | 29.9327 | -89.9782 | SERC | MISO | Midcontinent Independent Transmission System Operator, Inc.. | Mississippi River | 325 | NR | 7 | Industrial CHP | N |  | Y | 83-161-000 | N |  | N | X |  | Entergy Louisiana LLC | 11241 | LA | 13.8 |  |  | N | ATMOS ENERGY CORPORATION |  |  |  |  | N | X
6371 | First National Bank-Commerce | 54678 | Sidney A Murray Jr Hydroelectric | 5707 Hwy. 15 | Vidalia | LA | 71373 | Concordia | 31.088 | -91.6189 | SERC | MISO | Midcontinent Independent Transmission System Operator, Inc.. | Mississippi River | 22 | NR | 2 | IPP Non-CHP | N |  | N |  | N |  | N | X |  | Entergy Louisiana LLC | 11241 | LA | 115 |  |  | N
1994 | Boulder City of | 54679 | Boulder City Lakewood Hydro | 1094 Betasso Drive | Boulder | CO | 80306 | Boulder | 40.0111 | -105.3347 | WECC | PSCO | Public Service Company of Colorado | North Boulder Creek | 22 | NR | 2 | IPP Non-CHP | N |  | N |  | N |  |  | X |  | Public Service Co of Colorado | 15466 | CO | 25 |  |  | N
1994 | Boulder City of | 54680 | Boulder City Betasso Hydro Plant | 1094 Betasso Drive | Boulder | CO | 80306 | Boulder | 40.0111 | -105.3347 | WECC | PSCO | Public Service Company of Colorado | Middle Boulder Creek | 22 | NR | 2 | IPP Non-CHP | N |  | N |  | N |  |  | X |  | Public Service Co of Colorado | 15466 | CO | 25 |  |  | N
57421 | BayWa r.e Wind LLC | 54681 | Difwind Farms Ltd I | Indian AV / I10 | Palm Springs | CA | 92258 | Riverside | 33.8989 | -116.5728 | WECC | CISO | California Independent System Operator |  | 22 | NR | 2 | IPP Non-CHP | N |  | N |  | N |  |  | X |  | Southern California Edison Co | 17609 | CA | 34.5 |  |  | N
57421 | BayWa r.e Wind LLC | 54682 | Difwind Farms Ltd II | Indian Av / I10 | Palm Springs | CA | 92258 | Riverside | 33.8937 | -116.5678 | WECC | CISO | California Independent System Operator |  | 22 | NR | 2 | IPP Non-CHP | N |  | Y | 87-233-000 | N |  |  | X |  | Southern California Edison Co | 17609 | CA | 34.5 |  |  | N
57421 | BayWa r.e Wind LLC | 54685 | Difwind Farms Ltd V | Indian Avenue (s of railroad) | Palm Springs | CA | 92258 | Riverside | 33.8874 | -116.5782 | WECC | CISO | California Independent System Operator |  | 22 | NR | 2 | IPP Non-CHP | N |  | Y | 87-55-000 | N |  |  | X |  | Southern California Edison Co | 17609 | CA | 34.5 |  |  | N
57170 | EDF Renewable Asset Holdings, Inc. | 54686 | Difwind Farms Ltd VI | 7021 Oak Creek Road | Mojave | CA | 93501 | Kern | 35.0506 | -118.1714 | WECC | CISO | California Independent System Operator |  | 22 | NR | 2 | IPP Non-CHP | N |  | Y | 87-190-000 | N |  |  | X |  | Southern California Edison Co | 17609 | CA | 12
57170 | EDF Renewable Asset Holdings, Inc. | 54687 | Difwind Farms Ltd VIII | Oak Creek Road | Mojave | CA | 93501 | Kern | 35.0506 | -118.1714 | WECC | CISO | California Independent System Operator |  | 22 | NR | 2 | IPP Non-CHP | N |  | Y | 84-140-000 | N |  |  | X |  | Southern California Edison Co | 17609 | CA | 12
42890 | Woonsocket City of | 54688 | Thundermist Hydro | 118 South Main St | Providence | RI | 2895 | Providence | 41.999 | -71.5174 | NPCC | ISNE | ISO New England Inc. | Blackston River | 22 | NR | 2 | IPP Non-CHP | N |  | Y | 09-85-000 | N |  |  | X |  | 4-County Electric Power Assn | 6641 | MS | 13.8 |  |  | N
49748 | ORCAL Geothermal, Inc | 54689 | Heber Geothermal | 895 Pitzer Road | Heber | CA | 92249 | Imperial | 32.7146 | -115.518 | WECC | IID | Imperial Irrigation District | Irrigation Canal | 22 | NR | 2 | IPP Non-CHP | N |  | Y | 83-394-000 | N |  |  | X |  | Imperial Irrigation District | 9216 | CA | 92 |  |  | N
24206 | Amalgamated Sugar Co-Nampa | 54690 | Amalgamated Sugar LLC Nampa | 138 Karcher | Nampa | ID | 83651 | Canyon | 43.6058 | -116.5753 | WECC | IPCO | Idaho Power Company | Wells | 311 | NR | 7 | Industrial CHP | N |  | N |  | N |  | Y | N | OP | Idaho Power Co | 9191 | ID | 12.6 |  |  | N |  | INTERMOUNTAIN GAS COMPANY |  |  |  | N | N
57280 | Eagle Creek RE LLC | 54691 | Lower Beaver Falls Project | 9692 NYS Rt.126 | Beaver Falls | NY | 13620 | Lewis | 43.8844 | -75.4306 | NPCC | NYIS | New York Independent System Operator | Beaver River | 22 | NR | 2 | IPP Non-CHP | N |  | Y | ER10-3039 | N |  | N | X |  | Niagara Mohawk Power Corp. | 13573 | NY | 23 |  |  | N | [5 empty] | N | N
56516 | Morris Energy Operations Company, LLC | 54693 | York Generation Company LLC | 351 Memory Ln | York | PA | 17402 | York | 39.9856 | -76.6762 | RFC | PJM | PJM Interconnection, LLC | Municipality | 22 | NR | 2 | IPP Non-CHP | Y | 87-71-000 | N |  | Y | 01-29-000 | N | X |  | Metropolitan Edison Co | 12390 | PA | 115 |  |  | N | COLUMBIA GAS OF PENNSYLVANIA |  |  |  |  | N
49919 | Falcon Power Operating Company | 54694 | Yuma Cogeneration Associates | 280 North 27th Drive | Yuma | AZ | 85364 | Yuma | 32.7288 | -114.6541 | WECC | AZPS | Arizona Public Service Company | Municipality | 22 | NR | 3 | IPP CHP | N |  | N |  | N |  | N | X |  | Arizona Public Service Co | 803 | AZ | 69 |  |  | N |  | SOUTHWEST GAS CORPORATION |  |  |  | N | N
54842 | WM Renewable Energy LLC | 54700 | Metro Methane Recovery Facility | 12161 12th Street NE | Mitchellville | IA | 50169 | Polk | 41.5989 | -93.355 | MRO | MISO | Midcontinent Independent Transmission System Operator, Inc.. |  | 22 | NR | 2 | IPP Non-CHP | N |  | Y | 92-183-000 | N |  | N | X |  | MidAmerican Energy Co | 12341 | IA | 13 |  |  | N | [5 empty] | X | X
29925 | Enterprise Products Optg LP | 54705 | Toca Plant | 2404 Bayou Road | St. Bernard | LA | 70085 | St Bernard | 29.8667 | -89.8261 | SERC | MISO | Midcontinent Independent Transmission System Operator, Inc.. |  | 325 | NR | 6 | Industrial Non-CHP | N |  | N |  | N |  | N | X |  | Entergy Louisiana LLC | 11241 | LA | 12.47 |  |  | N | Other - See pipeline notes. |  |  |  | This is a stand alone facility and is not connected to an LDC | N | N
8927 | Hunterdon Cogeneration LP | 54707 | Hunterdon Cogen Facility | Route 513 Pittstown Road | Clinton | NJ | 8809 | Hunterdon | 40.6278 | -74.936 | RFC | PJM | PJM Interconnection, LLC | Spruce Run Reservoir | 92 | NR | 5 | Commercial CHP | Y | 94-145-000 | N |  | N |  | N | X |  | Jersey Central Power & Lt Co | 9726 | NJ | 12.4 |  |  | N | ELIZABETH GAS SYSTEM TOWN OF |  |  |  |  | N | X
361 | Industrial Energy Applications Inc | 54710 | Alliant SBD 9205 A Y McDonald | 4800 Chavenelle Road | Dubuque | IA | 52002 | Dubuque | 42.4906 | -90.745 | MRO | MISO | Midcontinent Independent Transmission System Operator, Inc.. |  | 22 | NR | 2 | IPP Non-CHP | N |  | N |  | N |  | N | X |  | Interstate Power and Light Co | 9417 | IA | 0.48 |  |  | N | [5 empty] | N | X
361 | Industrial Energy Applications Inc | 54712 | Alliant SBD 9201 Norplex | 665 Lybrand St | Postville | IA | 52162 | Allamakee | 43.0906 | -91.5542 | MRO | MISO | Midcontinent Independent Transmission System Operator, Inc.. |  | 22 | NR | 2 | IPP Non-CHP | N |  | N |  | N |  | N | X |  | Interstate Power and Light Co | 9417 | IA | 0.48 |  |  | N | [5 empty] | N | X
361 | Industrial Energy Applications Inc | 54713 | Alliant SBD 8603 Donnelley | 1235 North Ave | Nevada | IA | 50201 | Story | 42.025 | -93.4417 | MRO | MISO | Midcontinent Independent Transmission System Operator, Inc.. |  | 22 | NR | 2 | IPP Non-CHP | N |  | N |  | N |  | N | X | [7 empty] | N | [5 empty] | N | X
361 | Industrial Energy Applications Inc | 54714 | Alliant SBD 8501 Aegon LI | 4333 Edgewood Road NE | Cedar Rapids | IA | 52499 | Linn | 42.0243 | -91.704 | MRO | MISO | Midcontinent Independent Transmission System Operator, Inc.. |  | 22 | NR | 2 | IPP Non-CHP | N |  | N |  | N |  | N | X |  | Interstate Power and Light Co | 9417 | IA | 0.48 |  |  | N | [5 empty] | N | X
361 | Industrial Energy Applications Inc | 54715 | Alliant SBD 9107 JBS USA | North 9th Ave | Marshalltown | IA | 50158 | Marshall | 42.056 | -92.8971 | MRO | MISO | Midcontinent Independent Transmission System Operator, Inc.. |  | 22 | NR | 2 | IPP Non-CHP | N |  | N |  | N |  | N | X |  | Interstate Power and Light Co | 9417 | IA | 4.16 |  |  | N | [5 empty] | N | X
361 | Industrial Energy Applications Inc | 54716 | Alliant SBD 8602 Marion Sub | 190 12th Street | Marion | IA | 52405 | Linn | 42.0289 | -91.5975 | MRO | MISO | Midcontinent Independent Transmission System Operator, Inc.. |  | 22 | NR | 2 | IPP Non-CHP | N |  | N |  | N |  | N | X |  | Interstate Power and Light Co | 9417 | IA | 4.16 |  |  | N | [5 empty] | N | X
361 | Industrial Energy Applications Inc | 54717 | Alliant SBD 9106 Rockwell CR | 400 Collins Road NE | Cedar Rapids | IA | 52498 | Linn | 42.0356 | -91.6458 | MRO | MISO | Midcontinent Independent Transmission System Operator, Inc.. |  | 22 | NR | 2 | IPP Non-CHP | N |  | N |  | N |  | N | X |  | Interstate Power and Light Co | 9417 | IA | 13.2 |  |  | N | [5 empty] | N | X
361 | Industrial Energy Applications Inc | 54718 | Alliant SBD 9206 Donaldson | 111 Donaldson Court | Cresco | IA | 52136 | Howard | 43.3744 | -92.1331 | MRO | MISO | Midcontinent Independent Transmission System Operator, Inc.. |  | 22 | NR | 2 | IPP Non-CHP | N |  | N |  | N |  | N | X |  | Interstate Power and Light Co | 9417 | IA | 0.48 |  |  | N | [5 empty] | N | X
56189 | American Profol Incorporated | 54719 | Alliant SBD 9203 Profol | 4333 C St SW | Cedar Rapids | IA | 52404 | Linn | 41.935 | -91.6361 | MRO | MISO | Midcontinent Independent Transmission System Operator, Inc.. |  | 22 | NR | 2 | IPP Non-CHP | N |  | N |  | N |  | N | X |  | MidAmerican Energy Co | 12341 | IA | 0.48 |  |  | N | [5 empty] | X | X
361 | Industrial Energy Applications Inc | 54720 | Alliant SBD 8601 Quad Graphics | 810 E. South St | Marengo | IA | 52301 | Iowa | 41.7958 | -92.0592 | MRO | MISO | Midcontinent Independent Transmission System Operator, Inc.. |  | 22 | NR | 2 | IPP Non-CHP | N |  | N |  | N |  | N | X |  | Interstate Power and Light Co | 9417 | IA | 4.16 |  |  | N | [5 empty] | N | X
20100 | Warm Springs Power Enterprises | 54721 | Warm Springs Power Enterprises | 5180 Jackson Trail Road | Warm Springs | OR | 97761 | Jefferson | 44.7242 | -121.2477 | WECC | PACW | PacifiCorp - West | Deschutes River | 22 | NR | 2 | IPP Non-CHP | N |  | N |  | Y | 01-53-000 | N | X |  | PacifiCorp | 14354 | OR | 69 |  |  | N
56355 | LES Project Holdings LLC | 54723 | I 95 Landfill Phase II | 9898B Furnace Raod | Lorton | VA | 22079 | Fairfax | 38.6892 | -77.2375 | SERC | PJM | PJM Interconnection, LLC |  | 22 | NR | 2 | IPP Non-CHP | N |  | Y | 93-010-000 | N |  | N | X |  | Virginia Electric & Power Co | 19876 | VA | 34 |  |  | N | [5 empty] | N | X
34691 | Ormat Nevada Inc | 54724 | Ormesa II | 3300 East Evan Hewes Highway | Holtville | CA | 92250 | Imperial | 32.7881 | -115.2481 | WECC | IID | Imperial Irrigation District | Imperial Irrigation Water Dist | 22 | NR | 2 | IPP Non-CHP | N |  | Y | 86-681-001 | N |  |  | X |  | Imperial Irrigation District | 9216 | CA | 92 |  |  | N
16070 | Rio Blanco Water Conserv Dist | 54729 | Taylor Draw Hydroelectric Facility | 24545 Hwy 64 East | Rangely | CO | 81648 | Rio Blanco | 40.1063 | -108.7112 | WECC | WACM | Western Area Power Administration - Rocky Mountain Region | White River | 22 | NR | 2 | IPP Non-CHP | N |  | Y | 96-30-000 | N |  | N | X |  | Moon Lake Electric Assn Inc | 12866 | CO | 12.5 |  |  | N | [5 empty] | X
57139 | W&T Offshore Inc | 54730 | Yellowhammer Gas Plant | 13700 Dauphin Island Parkway | Coden | AL | 36523 | MOBILE | 30.4035 | -88.1283 | SERC | SOCO | Southern Company Services, Inc. - Trans |  | 211 | NR | 6 | Industrial Non-CHP | N |  | N |  | N |  | N | X |  | Alabama Power Co | 195 | AL | 4.2 |  |  | N | Other - See pipeline notes. | TRANSCONTINENTAL GAS PIPELINE |  |  |  | N | N
8453 | Hendricks Regional Health | 54731 | Hendricks Regional Health | 100 East Main Street | Danville | IN | 46122 | Hendricks | 39.7615 | -86.5016 | RFC | MISO | Midcontinent Independent Transmission System Operator, Inc.. | Municiplaity | 622 | NR | 4 | Commercial Non-CHP | N |  | N |  | N |  | N | X |  | Duke Energy Indiana Inc | 15470 | IN | 69 |  |  | N | [5 empty] | N | N
14989 | Freeport McMoRan Inc | 54734 | Freeport McMoRan | Highway 90 S., Tyrone Mine Rd | Tyrone | NM | 88065 | Grant | 32.6618 | -108.3628 | WECC | PNM | Public Service Company of New Mexico | Wells | 2122 | NR | 6 | Industrial Non-CHP | N |  | N |  | N |  | N | X |  | Public Service Co of NM | 15473 | NM | 115 |  |  | N |  | EL PASO NATURAL GAS COMPANY LLC |  |  |  | N | X
361 | Industrial Energy Applications Inc | 54735 | Alliant SBD 9301 Prairie Farms | 3510 Central Ave | Dubuque | IA | 52001 | Dubuque | 42.53 | -90.6847 | MRO | MISO | Midcontinent Independent Transmission System Operator, Inc.. |  | 22 | NR | 2 | IPP Non-CHP | N |  | N |  | N |  | N | X |  | Interstate Power and Light Co | 9417 | IA | 0.48 |  |  | N | [5 empty] | N | X
19102 | Transcontinental Gas PL Corp | 54743 | District 100 Transco Gas Pipe Line | 642 CR 62 | Billingsly | AL | 36006 | Chilton | 32.6689 | -86.72 | SERC | SOCO | Southern Company Services, Inc. - Trans | Wells | 486 | NR | 4 | Commercial Non-CHP | N |  | N |  | N |  | N | X |  | Alabama Power Co | 195 | AL | 115 |  |  | N |  | TRANSCONTINENTAL GAS PIPELINE |  |  |  | N | N
19102 | Transcontinental Gas PL Corp | 54744 | District 70 Transco Gas Pipe Line | 967 Hwy 583 | Tylertown | MS | 39667 | Walthall | 31.2479 | -90.1991 | SERC | MISO | Midcontinent Independent Transmission System Operator, Inc.. | Wells | 486 | NR | 4 | Commercial Non-CHP | N |  | N |  | N |  | N | X |  | Magnolia Electric Power Assn | 11519 | MS | 115 |  |  | N |  | TRANSCONTINENTAL GAS PIPELINE |  |  |  | N | N
20541 | Wheelabrator Environmental Systems | 54746 | Wheelabrator Falls | 1201 New Ford Mill Road | Morrisville | PA | 19067 | Bucks | 40.1626 | -74.7682 | RFC | PJM | PJM Interconnection, LLC | Municipality | 22 | NR | 2 | IPP Non-CHP | N |  | Y | 86-135-002 | N |  | N | X |  | Public Service Elec & Gas Co | 15477 | NJ | 230 |  |  | N | PECO ENERGY COMPANY |  |  |  |  | N | X
335 | Air Liquide Large Industries U.S. LP | 54748 | Port Neches Plant | 2121 Park Street | Port Neches | TX | 77651 | Jefferson | 29.9788 | -93.9523 | SERC | MISO | Midcontinent Independent Transmission System Operator, Inc.. | Ind Gas Manure | 325 | NR | 7 | Industrial CHP | Y | 93-40-000 | N |  | N |  |  | X |  | Entergy Texas Inc. | 55937 | TX | 69 |  |  | N |  | KINDER MORGAN TEJAS PIPELINE LLC |  |  |  | N
22269 | Goal Line LP | 54749 | Goal Line LP | 555 N. Tulip Street | Escondido | CA | 92025 | San Diego | 33.1185 | -117.0995 | WECC | CISO | California Independent System Operator | Municipality | 22 | NR | 3 | IPP CHP | Y | 92-179-000; 92-179-001; 93-172-000 | N |  | N |  | N | X |  | San Diego Gas & Electric Co | 16609 | CA | 69 |  |  | N | SAN DIEGO GAS AND ELECTRIC COMPANY |  |  |  |  | N | N
55928 | Coram Tehachapi LP | 54750 | Coram Tehachapi | 6703 Oak creek Road | Tehachapi | CA | 93501 | Kern | 35.0663 | -118.3394 | WECC | CISO | California Independent System Operator |  | 22 | NR | 2 | IPP Non-CHP | N |  | Y | 93-23-000 | N |  | N | X |  | Southern California Edison Co | 17609 | CA | 66 |  |  | N | [5 empty] | X | X
3836 | CMS Generation Operating LLC | 54751 | Genesee Power Station LP | 5310 N Dort Hwy | Flint | MI | 48505 | Genesee | 43.0851 | -83.6694 | RFC | MISO | Midcontinent Independent Transmission System Operator, Inc.. | Wells | 22 | NR | 2 | IPP Non-CHP | N |  | Y | 93-19-000 | N |  | N | X |  | Consumers Energy Co | 4254 | MI | 46 |  |  | N | CONSUMERS ENERGY COMPANY |  |  |  |  | N | X
56291 | International Paper Co. | 54752 | Weyerhaeuser Pine Hill Operations | 7616 Hwy 10 West | Pine Hill | AL | 36769 | Wilcox | 31.9698 | -87.4806 | SERC | SOCO | Southern Company Services, Inc. - Trans | Alabama River | 32213 | NR | 7 | Industrial CHP | N |  | N |  | N |  | Y | N | OP | Alabama Power Co | 195 | AL | 115 |  |  | N | WILCOX COUNTY GAS DISTRICT | CLARKE MOBILE COUNTIES GAS DISTRICT |  |  |  | N | X
10723 | Lateral 10 Ventures | 54753 | Lateral 10 Ventures | Hwy 30 mile post 194 | Buhl | ID | 83316 | Twin Falls | 42.6474 | -114.8903 | WECC | IPCO | Idaho Power Company | Twin Falls Canal | 22 | NR | 2 | IPP Non-CHP | N |  | Y | 83-101-000 | N |  |  | X |  | Idaho Power Co | 9191 | ID | 96 |  |  | N | [5 empty] | N | N
55808 | Westmoreland Partners | 54755 | Roanoke Valley Energy Facility II | 290 Power Place | Weldon | NC | 27890 | Halifax | 36.4364 | -77.6167 | SERC | PJM | PJM Interconnection, LLC | Municipality | 22 | NR | 3 | IPP CHP | Y | 92-180-002 | N |  | N |  | N | X |  | Virginia Electric & Power Co | 19876 | NC | 230 |  |  | N | [5 empty] | X | X
7477 | Granger Electric Co | 54756 | Ottawa Generating Station | 15362 68th Avenue | Coopersville | MI | 49404 | Ottawa | 43.0473 | -85.9562 | RFC | MISO | Midcontinent Independent Transmission System Operator, Inc.. |  | 22 | NR | 2 | IPP Non-CHP | N |  | Y | 93-54-000 | N |  | N | X |  | Consumers Energy Co | 4254 | MI | 46 |  |  | N | [5 empty] | N | X
7477 | Granger Electric Co | 54757 | Grand Blanc Generating Station | 2361 West Grand Blanc Road | Grand Blanc | MI | 48439 | Genesee | 42.9088 | -83.7251 | RFC | MISO | Midcontinent Independent Transmission System Operator, Inc.. |  | 22 | NR | 2 | IPP Non-CHP | N |  | Y | 93-55-000 | N |  | N | X |  | Consumers Energy Co | 4254 | MI | 46 |  |  | N | [5 empty] | N | X
20541 | Wheelabrator Environmental Systems | 54758 | Wheelabrator Lisbon | 425 South Burnham Hwy | Lisbon | CT | 6351 | New London | 41.5844 | -72.0416 | NPCC | ISNE | ISO New England Inc. | Norwich DPUC & Onsite Wells | 22 | NR | 2 | IPP Non-CHP | N |  | Y | 88-505-001 | N |  | N | X |  | Connecticut Light & Power Co | 4176 | CT | 115 |  |  | N
8503 | Hermiston Generating Co LP | 54761 | Hermiston Generating Plant | 78145 Westland Road | Hermiston | OR | 97838 | Umatilla | 45.8042 | -119.37 | WECC | PACW | PacifiCorp - West | Columbia River | 22 | NR | 3 | IPP CHP | N |  | N |  | Y | 96-70-000 | N | X |  | Bonneville Power Administration | 1738 | OR | 230 |  |  | N | CASCADE NAT GAS CORP |  |  |  |  | N | N
59976 | WestRock Mill Company, LLC | 54763 | Rock-Tenn Mill | 28270 US Hwy 80 | Demopolis | AL | 36732 | Marengo | 32.4541 | -87.9759 | SERC | SOCO | Southern Company Services, Inc. - Trans | Quench flow | 32213 | NR | 7 | Industrial CHP | N |  | N |  | N |  | Y | N | OP | Alabama Power Co | 195 | AL | 115 |  |  | N |  | SOUTHERN NATURAL GAS COMPANY
5178 | Dinwiddie Power Inc | 54766 | Boydton Plank Road Cogen Plant | 25505 Weakly Road | Petersburg | VA | 23803 | Dinwiddie | 37.1936 | -77.4672 | SERC | PJM | PJM Interconnection, LLC | Well Water | 22 | NR | 2 | IPP Non-CHP | N |  | N |  | N |  | N | X |  | Virginia Electric & Power Co | 19876 | VA | 34.5 |  |  | N | COLUMBIA GAS OF VIRGINIA |  |  |  |  | N | N
60662 | WCAC Operating Company | 54768 | Live Oak Limited | 7001 Granite Road | Bakersfield | CA | 93308 | Kern | 35.4837 | -119.0298 | WECC | CISO | California Independent System Operator | Well | 22 | NR | 3 | IPP CHP | N |  | N |  | N |  | N | X |  | Pacific Gas & Electric Co | 14328 | CA | 115 |  |  | N |  | KERN RIVER GAS TRANSMISSION CO |  |  |  | N
11329 | NYU Langone Health | 54769 | NYU Luthern Medical Center | 150 55th Street | New York City | NY | 11220 | Kings | 40.6467 | -74.0211 | NPCC | NYIS | New York Independent System Operator |  | 622 | NR | 5 | Commercial CHP | Y | 93-145-000 | N |  | N |  |  | X |  | Consolidated Edison Co-NY Inc | 4226 | NY | 0.48 |  |  | N |  | Other - Please explain in pipeline notes below. |  |  | National Grid | N | X
55754 | Boralex Hydro Operations Inc | 54772 | South Glens Falls Hydroelectric | 39 River Street | South Glens Falls | NY | 12803 | Saratoga | 43.3044 | -73.6399 | NPCC | NYIS | New York Independent System Operator | Hudson River | 22 | NR | 2 | IPP Non-CHP | N |  | Y | 93-65-000, 93-65-001, 93-65-003-93-65-007 | N |  | N | X |  | Niagara Mohawk Power Corp. | 13573 | NY | 34.5 |  |  | N | [5 empty] | X | X
19539 | University of Iowa | 54775 | University of Iowa Main Power Plant | 207 Burlington St. W. | Iowa City | IA | 52242 | Johnson | 41.6572 | -91.54 | MRO | MISO | Midcontinent Independent Transmission System Operator, Inc.. | Iowa River | 611 | NR | 5 | Commercial CHP | Y | 11-125-000 | N |  | N |  | N | X |  | MidAmerican Energy Co | 12341 | IA | 69 |  |  | N | MIDAMERICAN ENERGY COMPANY |  |  |  |  | N | N
14030 | Oklahoma State University | 54779 | Oklahoma State University | 911 Hall of Fame Avenue | Stillwater | OK | 74078 | Payne | 36.1261 | -97.07 | SPP | SWPP | Southwest Power Pool | Municipality | 611 | NR | 5 | Commercial CHP | N |  | N |  | N |  | N | X |  | Oklahoma Gas & Electric Co | 14063 | OK | 12.5 |  |  | N | OKLAHOMA NATURAL GAS CO |  |  |  |  | N | N
19528 | University of Illinois | 54780 | University of Illinois Abbott Power Plt | 1117 S Oak | Champaign | IL | 61820 | Champaign | 40.1052 | -88.2415 | SERC | MISO | Midcontinent Independent Transmission System Operator, Inc.. | Illinois American Water | 611 | NR | 5 | Commercial CHP | N |  | N |  | N |  | N | X |  | Ameren Illinois Company | 56697 | IL | 69 |  |  | N | AMEREN ILLINOIS | Other - Please explain in pipeline notes below. |  |  | University of Illinois | N | N
21148 | Zapco Energy Tactics Corp | 54781 | Suffolk Energy Partners LP | 2 Bob Foeller Drive | Suffolk | VA | 23434 | Suffolk City | 36.7589 | -76.4961 | SERC | PJM | PJM Interconnection, LLC |  | 22 | NR | 2 | IPP Non-CHP | N |  | Y | 92-159-002 | N |  | N | X |  | Virginia Electric & Power Co | 19876 | VA | 34.5 |  |  | N
17283 | Seneca Energy II | 54782 | Seneca Energy | 2121 Route 414 | Seneca Falls | NY | 13148 | Seneca | 42.9281 | -76.8408 | NPCC | NYIS | New York Independent System Operator | town water | 22 | NR | 2 | IPP Non-CHP | N |  | Y | 05-163-001 | N |  | N | X |  | New York State Elec & Gas Corp | 13511 | NY | 34.5 |  |  | N | [5 empty] | N | X
7564 | Grays Ferry Cogen Partnership | 54785 | Grays Ferry Cogeneration | 2600 Christian Street | Philadelphia | PA | 19146 | Philadelphia | 39.9422 | -75.1881 | RFC | PJM | PJM Interconnection, LLC | Sch. River | 22 | NR | 3 | IPP CHP | N |  | N |  | N |  | N | X |  | PECO Energy Co | 14940 | PA | 230 |  |  | N | PHILADELPHIA GAS WORKS |  |  |  |  | N | N
6883 | Evanston Board of Education | 54788 | Evanston Township High School | 1912 Lake Street | Evanston | IL | 60201 | Cook | 42.044 | -87.6996 | RFC | PJM | PJM Interconnection, LLC |  | 611 | NR | 4 | Commercial Non-CHP | N |  | N |  | N |  | N | X |  | Commonwealth Edison Co | 4110 | IL | 41.8 |  |  | N | NICOR GAS |  |  |  |  | N | X
55932 | Georgia-Pacific Brewton LLC | 54789 | Georgia-Pacific Brewton Mill | Highway 31 South | Brewton | AL | 36426 | Escambia | 31.077 | -87.1116 | SERC | SOCO | Southern Company Services, Inc. - Trans | Conecuh River | 322 | NR | 7 | Industrial CHP | N |  | N |  | N |  | Y | N | OP | Alabama Power Co | 195 | AL | 44 |  |  | N |  | GULF SOUTH PIPELINE COMPANY LP |  |  |  | N
8683 | CSL Behring LLC | 54790 | CSL Behring LLC | Route 50 & Armour Road | Bradley | IL | 60915 | Kankakee | 41.1603 | -87.8542 | RFC | PJM | PJM Interconnection, LLC | Municipality | 325 | NR | 7 | Industrial CHP | N |  | N |  | N |  | N | X |  | Commonwealth Edison Co | 4110 | IL | 12.5 | 12.5 |  | N |  | NORTHERN NATURAL GAS |  |  |  | N | N
59496 | Allete Clean Energy | 54793 | Storm Lake 1 | 5320 50th Ave | Alta | IA | 51002 | Buena Vista | 42.6878 | -95.405 | MRO | MISO | Midcontinent Independent Transmission System Operator, Inc.. |  | 22 | NR | 2 | IPP Non-CHP | N |  | N |  | Y | 98-52-000 | N | X |  | MidAmerican Energy Co | 12341 | IA | 161 |  |  | N | [5 empty] | N | X
49963 | FPL Energy Operating Services, Inc. | 54794 | Buffalo Ridge Windplant WPP 1993 | 33 Ash St. | Tyler | MN | 56178 | Lincoln | 44.2168 | -96.2371 | MRO | MISO | Midcontinent Independent Transmission System Operator, Inc.. |  | 22 | NR | 2 | IPP Non-CHP | N |  | Y | 94-82-000 | N |  |  | X |  | Northern States Power Co - Minnesota | 13781 | MN | 12.47 |  |  | N | [5 empty] | X | X
5277 | American Sugar Refining, Inc. | 54795 | Domino Sugar Baltimore | 1100 Key Highway East | Baltimore | MD | 21230 | Baltimore City | 39.2744 | -76.5956 | RFC | PJM | PJM Interconnection, LLC | Municipality (Baltimore City) | 311 | NR | 7 | Industrial CHP | N |  | Y | Q85-515-00 | N |  | N | X |  | Baltimore Gas & Electric Co | 1167 | MD | 13.2 |  |  | N | BGE |  |  |  |  | N | X
16578 | Saint Agnes Medical Center | 54800 | Saint Agnes Medical Center | 1303 E. Herndon Avenue | Fresno | CA | 93720 | Fresno | 36.8347 | -119.7667 | WECC | CISO | California Independent System Operator | Fresno City Water Department | 622 | NR | 5 | Commercial CHP | N |  | N |  | N |  | N | X |  | Pacific Gas & Electric Co | 14328 | CA | 21 |  |  | N | Other - See pipeline notes. | PACIFIC GAS |  |  | PACCIFIC GAS & ELECTRICT CO | N | N
1005 | Avalon/Mayo Hydropower LLC | 54801 | Avalon/Mayo Hydropower | 2325 us 220 bus N. | Mayodan | NC | 27027 | Rockingham | 36.4237 | -79.9525 | SERC | DUK | Duke Energy Carolinas | Mayo River | 22131 | NR | 4 | Commercial Non-CHP | N |  | Y | 11169 | N |  |  | X |  | Duke Energy Carolinas, LLC | 5416 | NC | 12.47 |  |  | N
12222 | Mead Coated Board Inc | 54802 | Mead Coated Board | Hwy 165 S | Mahrt | AL | 36851 | Russell | 32.1761 | -85.0272 | SERC | SOCO | Southern Company Services, Inc. - Trans | Chattahoochie River | 32213 | NR | 7 | Industrial CHP | N |  | N |  | N |  | Y | N | OP | Alabama Power Co | 195 | AL | 13.8 |  |  | N |  | SOUTHERN NATURAL GAS COMPANY |  |  |  | N | X
59190 | Plymouth State University | 54803 | Plymouth State College Cogeneration | 6 Tobey Road | Plymouth | NH | 3264 | Grafton | 43.7644 | -71.6881 | NPCC | ISNE | ISO New England Inc. | Municipality | 611 | NR | 5 | Commercial CHP | Y | 93-24-000 | N |  | N |  | N | X |  | New Hampshire Elec Coop Inc | 13441 | NH | 4.1 |  |  | N | [5 empty] | X | X
12469 | Milford Power Ltd Partnership | 54805 | Milford Power LP | 108 National Street | Milford | MA | 1757 | Worcester | 42.1294 | -71.5115 | NPCC | ISNE | ISO New England Inc. | Wastewater Treatment Plant | 22 | NR | 2 | IPP Non-CHP | N |  | N |  | Y | 93-26-000; '93-27-000 | N | X |  | New England Power Company | 13433 |  | 150 |  |  | N |  | Algonquin Gas Transmission Company |  |  |  | N | X
13491 | New York University | 54808 | New York University Central Plant | 251 Mercer Street | New York | NY | 10012 | New York | 40.7899 | -73.9233 | NPCC | NYIS | New York Independent System Operator | Municipality | 611 | NR | 5 | Commercial CHP | Y | 93-143-000 | N |  | N |  | N | X |  | Consolidated Edison Co-NY Inc | 4226 | NY | 13.2 |  |  | N | CONSOLIDATED EDISON NEW YORK INC |  |  |  |  | N | X
19664 | University of Washington | 54809 | University of Washington Power Plant | 3900 Jefferson Road | Seattle | WA | 98195 | King | 47.6539 | -122.3036 | WECC | SCL | Seattle City Light | Municipality | 611 | NR | 5 | Commercial CHP | Y | 95-43-000 | N |  | N |  | N | X |  | City of Seattle - (WA) | 16868 | WA | 26 |  |  | N | PUGET SOUND ENERGY | PUGET SOUND ENERGY |  |  |  | N | N
12454 | Mi-28 Water Power Project LLC | 54812 | Mile 28 Water Power Project | 28 Milner Gooding Canal | Eden | ID | 83325 | Jerome | 42.7401 | -114.1612 | WECC | IPCO | Idaho Power Company | Milner- Cooling Canal | 22 | NR | 2 | IPP Non-CHP | N |  | Y | 94-59-000 | N |  |  | X |  | Idaho Power Co | 9191 | ID | 34.5 |  |  | N | [5 empty] | X | X
17069 | Shepherd Center | 54813 | Shepherd Center | 2020 Peachtree Road | Atlanta | GA | 30309 | Fulton | 33.8111 | -84.3928 | SERC | SOCO | Southern Company Services, Inc. - Trans |  | 22 | NR | 2 | IPP Non-CHP | N |  | N |  | N |  |  | X |  | Georgia Power Co | 7140 | GA | 480 |  |  | N
28473 | Williams Field Services Co | 54814 | Milagro Cogeneration Plant | 188 CR 4900 | Bloomfield | NM | 87413 | San Juan | 36.7367 | -107.9417 | WECC | WALC | Western Area Power Administration - Desert Southwest Region | Municipality | 22 | NR | 3 | IPP CHP | Y | 95-15 | N |  | N |  | N | X |  | City of Farmington - (NM) | 6204 | NM | 115
56107 | Highwoods Properties | 54816 | Riverwood 100 Building | 3350 Riverwood Pkwy | Atlanta | GA | 30339 | Cobb | 33.8775 | -84.4603 | SERC | SOCO | Southern Company Services, Inc. - Trans |  | 53 | NR | 4 | Commercial Non-CHP | N |  | N |  | N |  |  | X |  | Georgia Power Co | 7140 | GA | 480 |  |  | N
2172 | Brazos Electric Power Coop Inc | 54817 | Johnson County | 831 Sparks Dr. | Cleburne | TX | 76033 | Johnson | 32.3994 | -97.4078 | TRE | ERCO | Electric Reliability Council of Texas, Inc. | Municipality | 22 | RE | 1 | Electric Utility | N |  | N |  | N |  | N | X |  | Brazos Electric Power Coop Inc | 2172 |  | 138 |  |  | N | ATMOS ENERGY CORPORATION |  |  |  |  | N | X
21260 | Banyan St./GAP 191 Peachtree Owner, LLC | 54818 | 191 Peachtree Tower | 191 Peachtree Street NE | Atlanta | GA | 30303 | Fulton | 33.7583 | -84.3869 | SERC | SOCO | Southern Company Services, Inc. - Trans | Miscellaneous Service | 53 | NR | 4 | Commercial Non-CHP | N |  | N |  | N |  |  | X |  | Georgia Power Co | 7140 | GA | 0.48 |  |  | N
17449 | Smithfield Farmland Corp. | 54823 | Smithfield Farmland Corp Bladen | 15855 Hwy 87 W. | Tar Heel | NC | 28392 | Bladen | 34.7463 | -78.8073 | SERC | CPLE | Progress Energy Carolinas - EAST | Wells | 311 | NR | 6 | Industrial Non-CHP | N |  | N |  | N |  | N | X |  | Four County Elec Member Corp | 6640 | NC | 25 |  |  | N | [5 empty] | N | X
54809 | Wailuku Holding Company LLC | 54827 | Wailuku River Hydroelectric | Hilo Forest Reserve | Hilo | HI | 96720 | Hawaii | 19.713 | -155.1486 | HICC |  |  | Wailuku River | 22 | NR | 2 | IPP Non-CHP | N |  | Y | 06-70-000. | N |  | N | X |  | Hawaii Electric Light Co Inc | 8287 | HI | 69 |  |  | N | [5 empty] | X | X
2265 | Bristol-Myers Squibb Co | 54829 | Bristol Myers Squibb New Brunswick | PO BOX 191 One Squibb Drive | New Brunswick | NJ | 8903 | Middlesex | 40.4757 | -74.4462 | RFC | PJM | PJM Interconnection, LLC | Municipality | 325 | NR | 7 | Industrial CHP | Y | 90-88-000 | N |  | N |  | N | X |  | Public Service Elec & Gas Co | 15477 | NJ | 26.4 |  |  | N |  | PUBLIC SERVICE ELECTRIC & GAS CO |  |  |  | N | X
50109 | DeKalb Regional Health System | 54830 | Dekalb Medical Center | 2701 North Decatur Road | Decatur | GA | 30033 | DeKalb | 33.7919 | -84.2831 | SERC | SOCO | Southern Company Services, Inc. - Trans |  | 622 | NR | 4 | Commercial Non-CHP | N |  | N |  | N |  | N | X |  | Georgia Power Co | 7140 | GA | 14 |  |  | N
14410 | KMC Thermo, LLC | 54832 | Brandywine Power Facility | 16400 Mattawoman Drive | Brandywine | MD | 20613 | Prince Georges | 38.6681 | -76.8678 | RFC | PJM | PJM Interconnection, LLC | Wastewater Treatmnt Plant | 22 | NR | 3 | IPP CHP | N |  | N |  | N |  | N | X |  | Potomac Electric Power Co | 15270 | MD | 230 |  |  | N | WASHINGTON GAS LIGHT COMPANY | WASHINGTON GAS LIGHT COMPANY |  |  |  | N | N
19272 | Doyon Utilities - Fort Greely | 54834 | Fort Greely Power Plant | 606 Arctic Ave. | Delta Jct | AK | 99731 | Southeast Fairbanks | 63.9736 | -145.7166 | ASCC |  |  | Cooling (Well #9) | 921 | NR | 4 | Commercial Non-CHP | N |  | N |  | N |  |  | X |  | Golden Valley Elec Assn Inc | 7353 | AK | 14.4 |  |  | N | [5 empty] | X
56537 | Evonik Degussa Corporation | 54835 | Evonik Industries AG | 1650 Lilly Rd | Lafayette | IN | 47909 | Tippecanoe | 40.3872 | -86.9391 | RFC | MISO | Midcontinent Independent Transmission System Operator, Inc.. |  | 325 | NR | 6 | Industrial Non-CHP | N |  | N |  | N |  | N | X |  | Duke Energy Indiana Inc | 15470 | IN | 138 |  |  | N | [5 empty] | N | N
19726 | Valdosta City of | 54839 | Valdosta Water Treatment Plant | 3863 Guest Rd | Valdosta | GA | 31605 | Lowndes | 30.9136 | -83.2529 | SERC | SOCO | Southern Company Services, Inc. - Trans |  | 483 | NR | 4 | Commercial Non-CHP | N |  | N |  | N |  | N | X |  | Georgia Power Co | 7140 | GA | 12.5 |  |  | N |  | None |  |  |  | N
18843 | Thiele Kaolin Co | 54841 | Thiele Kaolin Sandersville | 520 Kaolin Rd | Sandersville | GA | 31082 | Washington | 32.9708 | -82.8028 | SERC | SOCO | Southern Company Services, Inc. - Trans |  | 2123 | NR | 6 | Industrial Non-CHP | N |  | N |  | N |  | N | X |  | Georgia Power Co | 7140 | GA | 12 |  |  | N | ATLANTA GAS LT CO |  |  |  |  | N | N
56817 | Outagamie Clean Energy Project LLC | 54842 | Outagamie County Co-Generation Facility | 1313 Holland Road, Suite A | Appleton | WI | 54911 | Outagamie | 44.2869 | -88.3339 | RFC | MISO | Midcontinent Independent Transmission System Operator, Inc.. |  | 22 | NR | 3 | IPP CHP | Y | 08-792-000 | N |  | N |  | N | X |  | City of Kaukauna | 10056 | WI | 12.46 |  |  | N
19876 | Virginia Electric & Power Co | 54844 | Gordonsville Energy LP | 115 Red Hill Road | Gordonsville | VA | 22942 | Louisa | 38.1247 | -78.2035 | SERC | PJM | PJM Interconnection, LLC | well | 22 | RE | 1 | Electric Utility | N |  | N |  | N |  | N | X |  | Virginia Electric & Power Co | 19876 | VA | 230 |  |  | N | COLUMBIA GAS OF VIRGINIA |  |  |  |  | N
18166 | Sun Trust Plaza Associates LLC | 54845 | Sun Trust Plaza | 303 Peachtree St, Suite LL-120 | Atlanta | GA | 30308 | Fulton | 33.7625 | -84.3872 | SERC | SOCO | Southern Company Services, Inc. - Trans | City Of Atlanta | 521 | NR | 4 | Commercial Non-CHP | N |  | N |  | N |  | N | X |  | Georgia Power Co | 7140 | GA | 19.8 |  |  | N | [5 empty] | X | X
11284 | Lowndes County Hospital Authority | 54848 | South Georgia Medical Center | 2501 N Patterson Street | Valdosta | GA | 31603 | Lowndes | 30.8625 | -83.2894 | SERC | SOCO | Southern Company Services, Inc. - Trans |  | 622 | NR | 4 | Commercial Non-CHP | N |  | N |  | N |  | N | X |  | Georgia Power Co | 7140 | GA | 480 |  |  | N | [5 empty] | N | N
18843 | Thiele Kaolin Co | 54849 | Thiele Kaolin Reedy Creek | Highway 296 | Wrens | GA | 30833 | Glascock | 33.2708 | -82.4569 | SERC | SOCO | Southern Company Services, Inc. - Trans |  | 2123 | NR | 6 | Industrial Non-CHP | N |  | N |  | N |  |  | X |  | Georgia Power Co | 7140 | GA | 8 |  |  | N
4413 | Cox Interior Inc | 54850 | Cox Waste to Energy | 1001 New Columbia Rd | Campbellsville | KY | 42718 | Taylor | 37.3208 | -85.3611 | SERC | PJM | PJM Interconnection, LLC | Municipality/ Private Lake | 321 | NR | 7 | Industrial CHP | N |  | Y | 92-206-000 | N |  | N | X |  | Taylor County Rural E C C | 18498 | KY | 12.47 |  |  | N
12619 | Milwaukee Metro Sewerage Dist | 54851 | MMSD Jones Island Wastewater | 700 E Jones Street | Milwaukee | WI | 53207 | Milwaukee | 43.0214 | -87.9014 | RFC | MISO | Midcontinent Independent Transmission System Operator, Inc.. |  | 22132 | NR | 5 | Commercial CHP | N |  | N |  | N |  | N | X |  | Wisconsin Electric Power Co | 20847 | WI | 26.4 |  |  | N |  | WISCONSIN ELEC PWR CO |  |  |  | N | X
13407 | Nevada Power Co | 54854 | Sun Peak Generating Station | 6360 Vegas Valley Drive | Las Vegas | NV | 89142 | Clark | 36.1375 | -115.0339 | WECC | NEVP | Nevada Power Company |  | 22 | RE | 1 | Electric Utility | N |  | N |  | Y | 93-5-000 |  | X |  | Nevada Power Co | 13407 | NV | 13.8 |  |  | N |  | SOUTHWEST GAS CORPORATION |  |  |  | N
11390 | M&M Mars Inc | 54855 | Mars Snackfood US | 2019 N. Oak Park Ave. | Chicago | IL | 60707 | Cook | 41.9171 | -87.7922 | RFC | PJM | PJM Interconnection, LLC |  | 311 | NR | 7 | Industrial CHP | N |  | N |  | N |  | N | X |  | Commonwealth Edison Co | 4110 | IL | 12.4 |  |  | N | PEOPLES GAS LIGHT AND COKE COMPANY |  |  |  |  | N
55965 | Verso Corporation | 54857 | Niagara Mill | 1101 Mill Street | Niagara | WI | 54151 | Marinette | 45.7725 | -87.9936 | RFC | MISO | Midcontinent Independent Transmission System Operator, Inc.. | Menominee | 322122 | NR | 7 | Industrial CHP | N |  | N |  | N |  | N | X |  |  |  |  | 13.8
22035 | Southwestern Bell Telephone Co | 54858 | Southwestern Bell Telephone | 801 Chestnut Ave | St. Louis | MO | 63101 | St Louis City | 38.6276 | -90.1934 | SERC | MISO | Midcontinent Independent Transmission System Operator, Inc.. | Municipality | 517 | NR | 5 | Commercial CHP | N |  | N |  | N |  | N | X |  | Union Electric Co - (MO) | 19436 | MO | 13.8 |  |  | N | [5 empty] | N | X
1784 | Black Creek Hydro Inc | 54860 | Black Creek | 1800 James Street, Suite 201 | Bellingham | WA | 98226 | King | 47.5345 | -121.7026 | WECC | PSEI | Puget Sound Energy | Hydroelectric | 22 | NR | 2 | IPP Non-CHP | N |  | N |  | Y | 94-27-000 | N | X |  | Puget Sound Energy Inc | 15500 | WA | 34.5 |  |  | N
1362 | Bassett Healthcare | 54863 | Bassett Medical Center | 1 Atwell Road | Cooperstown | NY | 13326 | Otsego | 42.6944 | -74.9242 | NPCC | NYIS | New York Independent System Operator | Municipality | 622 | NR | 4 | Commercial Non-CHP | N |  | N |  | N |  | N | X |  | New York State Elec & Gas Corp | 13511 | NY | 12.47 |  |  | N | [5 empty] | N | X
57280 | Eagle Creek RE LLC | 54865 | Phoenix Hydro Project | 9450 River St | Phoenix | NY | 13135 | Oswego | 43.2271 | -76.3021 | NPCC | NYIS | New York Independent System Operator | Oswego River | 22 | NR | 2 | IPP Non-CHP | N |  | Y | 86-517-000 | N |  | N | X |  | Niagara Mohawk Power Corp. | 13573 | NY | 2.4 |  |  | N | [5 empty] | N | N
50021 | Neenah Paper Michigan Inc. | 54867 | Neenah Paper Munising Mill | 501 E Munising Ave | Munising | MI | 49862 | Alger | 46.4094 | -86.6443 | MRO | MISO | Midcontinent Independent Transmission System Operator, Inc.. | Lake Superior | 322122 | NR | 7 | Industrial CHP | N |  | N |  | N |  | Y | N | OP | Upper Peninsula Power Co | 19578 | MI | 138 |  |  | N |  | DTE GAS COMPANY |  |  |  | N
12421 | Mill Shoals Hydro Co Inc | 54872 | Milstead | Main Street | Conyers | GA | 30012 | Rockdale | 33.6894 | -83.9903 | SERC | SOCO | Southern Company Services, Inc. - Trans | Yellow River | 22 | NR | 2 | IPP Non-CHP | N |  | Y | 90-219-000 | N |  |  | X |  | Georgia Power Co | 7140 | GA | 44 |  |  | N
876 | Atlanta Gift Mart LP | 54877 | Atlanta Gift Mart LP | 230 Spring Street | Atlanta | GA | 30303 | Fulton | 33.7611 | -84.3892 | SERC | SOCO | Southern Company Services, Inc. - Trans |  | 53 | NR | 4 | Commercial Non-CHP | N |  | N |  | N |  | N | X |  | Georgia Power Co | 7140 | GA | 480 |  |  | N | [5 empty] | N
32080 | Dunn Paper | 54878 | Dunn Paper | 4921 Rt.58N | Gouverneur | NY | 13642 | St Lawrence | 44.3364 | -75.5027 | NPCC | NYIS | New York Independent System Operator | Oswegatchie River | 322122 | NR | 6 | Industrial Non-CHP | N |  | Y | 02-851-000 | N |  | N | X |  | Niagara Mohawk Power Corp. | 13573 | NY | 115 |  |  | N | [5 empty] | N
56024 | Kamin LLC | 54880 | Kamin LLC Wrens Plant | 2069 Howard Mills Rd. | Wrens | GA | 30833 | Jefferson | 33.2738 | -82.4078 | SERC | SOCO | Southern Company Services, Inc. - Trans | Well | 2123 | NR | 7 | Industrial CHP | N |  | N |  | N |  | N | X |  | Georgia Power Co | 7140 | GA | 4.2 |  |  | N | WRENS CITY OF |  |  |  |  | N | X
17795 | CenturyLink Regional HQ | 54882 | CenturyLink Regional HQ | 14111 Capital Blvd. | Wake Forest | NC | 27587 | Franklin | 36.0205 | -78.516 | SERC | CPLE | Progress Energy Carolinas - EAST |  | 53 | NR | 4 | Commercial Non-CHP | N |  | N |  | N |  | N | X |  | Wake Electric Membership Corp | 19981 | NC | 480 |  |  | N
10056 | City of Kaukauna | 54885 | Kimberly Mill | 433 North Main Street | Appleton | WI | 54136 | Outagamie | 44.2769 | -88.3344 | RFC | MISO | Midcontinent Independent Transmission System Operator, Inc.. | Fox River | 322 | NR | 6 | Industrial Non-CHP | N |  | N |  | N |  | N | X |  | City of Kaukauna | 10056 | WI | 13.8 |  |  | N
15917 | Presence Health | 54886 | Presence Saint Mary of Nazareth Hospital | 2233 W. Division St. | Chicago | IL | 60622 | Cook | 41.9031 | -87.6831 | RFC | PJM | PJM Interconnection, LLC |  | 622 | NR | 4 | Commercial Non-CHP | N |  | N |  | N |  | N | X |  | Commonwealth Edison Co | 4110 | IL | 12 |  |  | N | NICOR GAS |  |  |  |  | N | X
59895 | Patheon Manufacturing Service LLC | 54887 | DSM Pharmaceuticals | 5900 NW Martin Luther King Dr. | Greenville | NC | 27835 | Pitt | 35.666 | -77.3574 | SERC | CPLE | Progress Energy Carolinas - EAST |  | 325 | NR | 7 | Industrial CHP | Y | 93-32-000 | N |  | N |  | N | X |  | Greenville Utilities Comm | 7639 | NC | 13.2 |  |  | N | GREENVILLE UTILITIES COMMISSION |  |  |  |  | N
13559 | North American Natural Res | 54890 | Peoples Generating Station | 4516 Rathbun Road | Ann Arbor | MI | 48415 | Saginaw | 43.2797 | -83.8651 | RFC | MISO | Midcontinent Independent Transmission System Operator, Inc.. |  | 22 | NR | 2 | IPP Non-CHP | N |  | Y | 95-43-000 | N |  | N | X |  | Michigan Electric Transmission Company | 56163 | MI | 249 |  |  | N | [5 empty] | N
317 | Alcoa Power Generating Inc Yadkin Div | 54894 | Narrows (NC) | 37720 Pine Street | Badin | NC | 28009 | Stanly | 35.4189 | -80.0917 | SERC | YAD | Alcoa Power Generating, Inc. - Yadkin Division | Yadkin River | 22 | RE | 1 | Electric Utility | N |  | N |  | N |  | N | X |  | Duke Energy Carolinas, LLC | 5416 | NC | 100 |  |  | N
317 | Alcoa Power Generating Inc Yadkin Div | 54895 | Falls Hydro | 49156 Falls Road | Badin | NC | 28009 | Stanly | 35.3944 | -80.0753 | SERC | YAD | Alcoa Power Generating, Inc. - Yadkin Division | Yadkin River | 22 | RE | 1 | Electric Utility | N |  | N |  | N |  | N | X |  | Duke Energy Carolinas, LLC | 5416 | NC | 100 |  |  | N
317 | Alcoa Power Generating Inc Yadkin Div | 54896 | High Rock Hydro | 3344 Bringle Ferry Road | Denton | NC | 28239 | Davidson | 35.6008 | -80.2339 | SERC | YAD | Alcoa Power Generating, Inc. - Yadkin Division | Yadkin River | 22 | RE | 1 | Electric Utility | N |  | N |  | N |  | N | X |  | Duke Energy Carolinas, LLC | 5416 | NC | 100 |  |  | N
317 | Alcoa Power Generating Inc Yadkin Div | 54897 | Tuckertown Hydro | 711 Tuckertown Road | New London | NC | 28127 | Montgomery | 35.4856 | -80.1758 | SERC | YAD | Alcoa Power Generating, Inc. - Yadkin Division | Yadkin River | 22 | RE | 1 | Electric Utility | N |  | N |  | N |  | N | X |  | Duke Energy Carolinas, LLC | 5416 | NC | 100 |  |  | N
306 | Brookfield Smoky Mountain Hydropower LLC | 54898 | Santeetlah | Hwy 129 | Robbinsville | NC | 28771 | Graham | 35.4475 | -83.8639 | SERC | TVA | Tennessee Valley Authority | Cheoah River | 22 | RE | 1 | Electric Utility | N |  | N |  | N |  | N | X |  | Tennessee Valley Authority | 18642 | NC | 161 |  |  | N | [5 empty] | N | N
306 | Brookfield Smoky Mountain Hydropower LLC | 54899 | Cheoah | Hwy 129 | Tapoco | NC | 28771 | Graham | 35.4478 | -83.9383 | SERC | TVA | Tennessee Valley Authority | Little Tennessee River | 22 | RE | 1 | Electric Utility | N |  | N |  | N |  | N | X |  | Tennessee Valley Authority | 18642 | NC | 161 |  |  | N | [5 empty] | N | N
306 | Brookfield Smoky Mountain Hydropower LLC | 54900 | Calderwood | 314 Growdon Blvd. | Tallassee | TN | 37878 | Blount | 35.4923 | -83.9806 | SERC | TVA | Tennessee Valley Authority | Little Tennessee River | 22 | RE | 1 | Electric Utility | N |  | N |  | N |  | N | X |  | Tennessee Valley Authority | 18642 | TN | 161 |  |  | N | [5 empty] | N | N
306 | Brookfield Smoky Mountain Hydropower LLC | 54901 | Chilhowee | 6102 Calderwood Hwy | Tallassee | TN | 37801 | Blount | 35.5453 | -84.0503 | SERC | TVA | Tennessee Valley Authority | Little Tennessee River | 22 | RE | 1 | Electric Utility | N |  | N |  | N |  | N | X |  | Tennessee Valley Authority | 18642 | TN | 161 |  |  | N | [5 empty] | N | N
56355 | LES Project Holdings LLC | 54903 | Adrian Energy Associates LLC | 1900 Ogden Highway | Adrian | MI | 49221 | Lenawee | 41.891 | -83.9929 | RFC | MISO | Midcontinent Independent Transmission System Operator, Inc.. |  | 22 | NR | 2 | IPP Non-CHP | N |  | Y | 94-25-001 | N |  | N | X |  | Consumers Energy Co | 4254 | MI | 46 |  |  | N | [5 empty] | N | X
60564 | GP Center Holdings LLC | 54906 | Georgia Pacific Center | 133 Peachtree Street NE | Atlanta | GA | 30303 | Fulton | 33.7575 | -84.3869 | SERC | SOCO | Southern Company Services, Inc. - Trans |  | 53 | NR | 4 | Commercial Non-CHP | N |  | N |  | N |  | N | X |  | Georgia Power Co | 7140 | GA | 4.16 |  |  | N | [5 empty] | N | N
11820 | Massachusetts Inst of Tech | 54907 | Mass Inst Tech Cntrl Utilities/Cogen Plt | 59 Vassar St | Cambridge | MA | 2139 | Middlesex | 42.361 | -71.0939 | NPCC | ISNE | ISO New England Inc. |  | 611 | NR | 5 | Commercial CHP | Y | 94-15-000 | N |  | N |  | N | X |  | NSTAR Electric Company | 54913 | MA | 13.8 |  |  | N | NSTAR GAS COMPANY |  |  |  |  | N | N
772 | Archer Daniels Midland Co | 54908 | Enderlin | 5525 136th Ave. SE | Enderlin | ND | 58027 | Ransom | 46.6144 | -97.5765 | MRO | MISO | Midcontinent Independent Transmission System Operator, Inc.. | Municipality | 311 | NR | 7 | Industrial CHP | N |  | N |  | N |  | N | X |  | Otter Tail Power Co | 14232 | ND | 12 |  |  | N |  | WBI ENERGY TRANSMISSION INC |  |  |  | N
2719 | CalWind Resources Inc | 54909 | Tehachapi Wind Resource II | 15001 E Tehachapi Blvd | Tehachapi | CA | 93561 | Kern | 35.1061 | -118.3114 | WECC | CISO | California Independent System Operator |  | 22 | NR | 2 | IPP Non-CHP | N |  | Y | 83-290-000; 83-417-000 | N |  |  | X |  | Southern California Edison Co | 17609 | CA | 66 |  |  | N
7477 | Granger Electric Co | 54910 | Brent Run Generating Station | 8383 Vienna Road | Montrose | MI | 48457 | Genesee | 43.1764 | -83.848 | RFC | MISO | Midcontinent Independent Transmission System Operator, Inc.. |  | 22 | NR | 2 | IPP Non-CHP | N |  | Y | 94-113-000; '94-114-000 | N |  | N | X |  | Consumers Energy Co | 4254 | MI | 8.32 |  |  | N | [5 empty] | N | X
11651 | Martinez Refining Co | 54912 | Martinez Refining | 3485 Pacheco Blvd | Martinez | CA | 94553 | Contra Costa | 38.0169 | -122.1117 | WECC | CISO | California Independent System Operator | Municipality | 324 | NR | 7 | Industrial CHP | Y | 95-314-000 | N |  | N |  | N | X |  | Pacific Gas & Electric Co | 14328 | CA | 115 |  |  | N |  | PACIFIC GAS |  |  |  | N | X
623 | Anheuser-Busch Inc | 54913 | Anheuser-Busch Newark Brewery | 200 U.S. Highway One | Newark | NJ | 7101 | Essex | 40.7358 | -74.1731 | RFC | PJM | PJM Interconnection, LLC | Municipality | 311 | NR | 7 | Industrial CHP | Y | 94-91-000 | N |  | N |  | N | X |  | Public Service Elec & Gas Co | 15477 | NJ | 26.4 | [8 empty] | N
2313 | Brooklyn Navy Yard Cogen PLP | 54914 | Brooklyn Navy Yard Cogeneration | 63 Flushing Ave., Building 41 | Brooklyn | NY | 11205 | Kings | 40.6994 | -73.9764 | NPCC | NYIS | New York Independent System Operator | East River | 22 | NR | 3 | IPP CHP | Y | 95-302-001 | N |  | N |  | N | X |  | Consolidated Edison Co-NY Inc | 4226 | NY | 138 |  |  | N | KEYSPAN ENERGY DBA NATIOAL GRID NY |  |  |  |  | N
12455 | Michigan Power Limited Partnership | 54915 | Michigan Power LP | 5795 West Sixth Street | Ludington | MI | 49431 | Mason | 43.9375 | -86.425 | RFC | MISO | Midcontinent Independent Transmission System Operator, Inc.. | Pere Marquette River | 22 | NR | 3 | IPP CHP | Y | 88-441-001 | N |  | Y | ER09-1364-000 | N | X |  | ITC Transmission | 56068 | MI | 138 |  |  | N | Other - See pipeline notes. |  |  |  | DTE Energy is the gas supplier (formerly MichCon) | N | X
6667 | Ergon Refining Inc | 54918 | Ergon Refining Vicksburg | 2611 Haining Road | Vicksburg | MS | 39180 | Warren | 32.3883 | -90.9083 | SERC | MISO | Midcontinent Independent Transmission System Operator, Inc.. | Municipality | 32411 | NR | 7 | Industrial CHP | Y | 91-130-000 | N |  | N |  | N | X |  | Entergy Mississippi Inc | 12685 | MS | 13.8 |  |  | N |  | SOUTHERN NATURAL GAS COMPANY | GULF SOUTH PIPELINE COMPANY LP |  | GULF SOUTH - PRIMARY; SOUTHERN NATURAL - SECONDARY | N
7057 | General Mills Inc | 54924 | General Mills West Chicago | 704 West Washington Street | West Chicago | IL | 60185 | DuPage | 41.8794 | -88.22 | RFC | PJM | PJM Interconnection, LLC | Municipality | 311 | NR | 6 | Industrial Non-CHP | N |  | N |  | N |  | N | X |  | Commonwealth Edison Co | 4110 | IL | 34 |  |  |  | NICOR GAS
40211 | Wabash Valley Power Assn, Inc | 54925 | Twin Bridges LFGTE | 123 Twin Bridges Road | Danville | IN | 46122 | Hendricks | 39.745 | -86.4947 | RFC | MISO | Midcontinent Independent Transmission System Operator, Inc.. |  | 22 | RE | 1 | Electric Utility | N |  | N |  | N |  | N | X |  | Hendricks County Rural E M C | 8447 | IN | 12.47 |  |  | N | [5 empty] | X | X
40211 | Wabash Valley Power Assn, Inc | 54926 | Prairie View I & II LFGTE | 15505 Shively | Wyatt | IN | 46595 | St Joseph | 41.4936 | -86.1658 | RFC | MISO | Midcontinent Independent Transmission System Operator, Inc.. |  | 22 | RE | 1 | Electric Utility | N |  | N |  | N |  | N | X |  | Northern Indiana Pub Serv Co | 13756 | IN | 12.47 |  |  | N | [5 empty] | X | X
59162 | COMM Engineering | 54927 | Grand Isle Gas Plant / Treating Station | Hwy 3151 and LA 1 | Grand Isle | LA | 70358 | Jefferson | 29.2521 | -89.9721 | SERC | MISO | Midcontinent Independent Transmission System Operator, Inc.. |  | 211 | NR | 6 | Industrial Non-CHP | N |  | N |  | N |  | N | X |  | Entergy Louisiana LLC | 11241 | LA | 9 |  |  | Y | ENTERGY GULF STATES LOUISIANA LLC |  |  |  |  | N | N
361 | Industrial Energy Applications Inc | 54929 | Alliant SBD 9403 Aegon DC | 6910 Tower Road SW | Cedar Rapids | IA | 52402 | Linn | 41.9167 | -91.6542 | MRO | MISO | Midcontinent Independent Transmission System Operator, Inc.. |  | 22 | NR | 2 | IPP Non-CHP | N |  | N |  | N |  | N | X |  | Interstate Power and Light Co | 9417 | IA | 0.48 |  |  | N | [5 empty] | N | X
361 | Industrial Energy Applications Inc | 54930 | Alliant SBD 9402 Climax | 2598 Highway 61 South | Ft. Madison | IA | 52627 | Lee | 40.5842 | -91.4245 | MRO | MISO | Midcontinent Independent Transmission System Operator, Inc.. |  | 22 | NR | 2 | IPP Non-CHP | N |  | N |  | N |  | N | X |  |  |  |  | 12.47 |  |  | N | [5 empty] | N | X
2770 | Terra-Gen Operating Co LLC | 54931 | Ridgetop | 10315 Oak Creek Road | Mojave | CA | 93501 | Kern | 35.074 | -118.3153 | WECC | CISO | California Independent System Operator |  | 22 | NR | 2 | IPP Non-CHP | N |  | Y | 94-50-000 | N |  |  | X |  | Southern California Edison Co | 17609 | CA | 66.6 |  |  | N
14417 | Panduit Corp | 54932 | Panduit Tinley Park | 17301 Ridgeland Av | Tinley Park | IL | 60477 | Cook | 41.5776 | -87.7704 | RFC | PJM | PJM Interconnection, LLC |  | 335 | NR | 6 | Industrial Non-CHP | N |  | N |  | N |  | N | X |  | Commonwealth Edison Co | 4110 | IL | 480 |  |  | N |  | ANR PIPELINE COMPANY |  |  |  | N
49778 | Kraft Foods | 54933 | Mondelez Global LLC | 5500 Forest Hills Rd | Rockford | IL | 61105 | Winnebago | 42.3156 | -89.0356 | RFC | PJM | PJM Interconnection, LLC | Municipality | 311 | NR | 7 | Industrial CHP | Y | 94-123-000 | N |  | N |  | N | X |  | Commonwealth Edison Co | 4110 | IL | 13 |  |  | N | NICOR GAS |  |  |  |  | N
10230 | Keystone Recovery Inc | 54934 | Keystone Recovery | 1150 Keystone Industrial Park | Throop | PA | 18512 | Lackawanna | 41.4363 | -75.5984 | RFC | PJM | PJM Interconnection, LLC |  | 22 | NR | 2 | IPP Non-CHP | N |  | Y | 94-30-000 | N |  | N | X |  | PPL Electric Utilities Corp | 14715 | PA | 13.2 |  |  | N | [5 empty] | N | N
49770 | Energy Recovery Operations, Inc | 54935 | Harford Waste to Energy Facility | Magnolia Road | Joppa | MD | 21085 | Harford | 39.4039 | -76.3172 | RFC | PJM | PJM Interconnection, LLC | River at Aberdeen Provng Grnds | 562213 | NR | 5 | Commercial CHP | N |  | N |  | N |  | N | X |  | Baltimore Gas & Electric Co | 1167 | MD | 13.2
2806 | California Dept of Corrections | 54936 | Richard J Donovan Correctional Facility | 480 Alta Rd | San Diego | CA | 92179 | San Diego | 32.5836 | -116.9309 | WECC | CISO | California Independent System Operator |  | 92214 | NR | 5 | Commercial CHP | N |  | N |  | N |  |  | X |  | San Diego Gas & Electric Co | 16609 | CA | 12 |  |  | N | SAN DIEGO GAS AND ELECTRIC COMPANY |  |  |  |  | N
20347 | Wellesley College | 54937 | Wellesley College Central Utility Plant | 106 Central Street | Wellesley | MA | 2481 | Norfolk | 42.2939 | -71.3081 | NPCC | ISNE | ISO New England Inc. |  | 611 | NR | 5 | Commercial CHP | N |  | N |  | N |  | N | X |  | Town of Wellesley - (MA) | 20310 | MA | 15 |  |  | N |  | Algonquin Gas Transmission Company |  |  |  | N | X
54842 | WM Renewable Energy LLC | 54939 | EKS Landfill | 1020 West Cliff Road | Burnsville | MN | 55337 | Dakota | 44.7806 | -93.3094 | MRO | MISO | Midcontinent Independent Transmission System Operator, Inc.. |  | 22 | NR | 2 | IPP Non-CHP | N |  | Y | 94-72-000 | N |  | N | X |  | Northern States Power Co - Minnesota | 13781 | MN | 13.8 |  |  | N | [5 empty] | X | X
4426 | NAES Corp | 54945 | CT Resource Rec Authority Facility | Reserve Road - Gate 20 | Hartford | CT | 6114 | Hartford | 41.7505 | -72.653 | NPCC | ISNE | ISO New England Inc. | Connecticut River | 22 | NR | 2 | IPP Non-CHP | N |  | N |  | N |  | N | X |  | Connecticut Light & Power Co | 4176 | CT | 115 |  |  | N | CONNECTICUT NAT GAS CORP
24008 | University of Oregon | 54950 | Univ of Oregon Central Power Station | 1295 Franklin Boulevard | Eugene | OR | 97403 | Lane | 44.0483 | -123.0739 | WECC | BPAT | Bonneville Power Administration | Municipality | 611 | NR | 5 | Commercial CHP | N |  | N |  | N |  | N | X |  | City of Eugene - (OR) | 6022 | OR | 12.47 |  |  | N | NORTHWEST NATURAL GAS CO | Other - Please explain in pipeline notes below. |  |  |  | N | N
12221 | MRWPCA | 54951 | Monterey Regional Water Cogen Facility | 14811 Del Monte Blvd | Marina | CA | 93933 | Monterey | 36.7056 | -121.7714 | WECC | CISO | California Independent System Operator | Wastewater | 22132 | NR | 5 | Commercial CHP | Y | 95-27-000 | N |  | N |  | N | X |  | Pacific Gas & Electric Co | 14328 | CA | 21 |  |  | N | Other - See pipeline notes. |  |  |  | Natural Gas Services by Department of General Services | N | N
55754 | Boralex Hydro Operations Inc | 54953 | Hudson Falls Hydroelectric Project | 47 Hudson Falls Road | South Glens Falls | NY | 12803 | Saratoga | 43.2958 | -73.5956 | NPCC | NYIS | New York Independent System Operator | Hudson River | 22 | NR | 2 | IPP Non-CHP | N |  | Y | 92-171-000, 92-171-001.92-171-003-92-171-007 | N |  | N | X |  | Niagara Mohawk Power Corp. | 13573 | NY | 34.5 |  |  | N | [5 empty] | X | X
40211 | Wabash Valley Power Assn, Inc | 54956 | Deercroft I & II LFGTE | 10501 W. 300 N. | Michigan City | IN | 46360 | LaPorte | 41.6514 | -86.9036 | RFC | MISO | Midcontinent Independent Transmission System Operator, Inc.. |  | 22 | RE | 1 | Electric Utility | N |  | N |  | N |  | N | X |  | Northern Indiana Pub Serv Co | 13756 | IN | 12.47 |  |  | N | [5 empty] | X | X
6529 | Exxon Mobil Production Co | 54962 | ExxonMobil Hawkins Gas Plant | F. M. 1795 | Hawkins | TX | 75765 | Wood | 32.6078 | -95.2064 | TRE |  |  |  | 324 | NR | 6 | Industrial Non-CHP | N |  | N |  | N |  |  | X
2769 | Cargill Inc | 54965 | Cargill Salt | 916 South Riverside Ave | St. Clair | MI | 48079 | St Clair | 42.8183 | -82.4856 | RFC | MISO | Midcontinent Independent Transmission System Operator, Inc.. | Saint Clair River | 311 | NR | 7 | Industrial CHP | N |  | N |  | N |  | N | X |  | DTE Electric Company | 5109 | MI | 4.8 |  |  | N | SEMCO ENERGY GAS COMPANY |  |  |  |  | N | N
361 | Industrial Energy Applications Inc | 54967 | Alliant SBD 9302 Aegon NP | 4515 North River Blvd | Cedar Rapids | IA | 52499 | Linn | 42.0264 | -91.7042 | MRO | MISO | Midcontinent Independent Transmission System Operator, Inc.. |  | 22 | NR | 2 | IPP Non-CHP | N |  | N |  | N |  | N | X |  | Interstate Power and Light Co | 9417 | IA | 0.48 |  |  | N | [5 empty] | N | X
361 | Industrial Energy Applications Inc | 54968 | Alliant SBD 9502 Eaton | 700 Luick's Lane | Belmond | IA | 50421 | Wright | 42.8381 | -93.6033 | MRO | MISO | Midcontinent Independent Transmission System Operator, Inc.. |  | 22 | NR | 2 | IPP Non-CHP | N |  | N |  | N |  | N | X |  | Interstate Power and Light Co | 9417 | IA | 12.47 |  |  | N | [5 empty] | N | X
18194 | STS Hydropower Ltd | 54969 | Dixon Hydroelectric Dam | 201 East River Street | Dixon | IL | 61021 | Lee | 41.8453 | -89.4813 | RFC | PJM | PJM Interconnection, LLC | Rock River | 22 | NR | 2 | IPP Non-CHP | N |  | Y | 05-36-000 | N |  | N | X |  | Commonwealth Edison Co | 4110 | IL | 34.5 |  |  | N
16694 | Sauder Woodworking Co | 54974 | Sauder Power Plant | 820 West Barre Road | Archbold | OH | 43502 | Fulton | 41.5152 | -84.2935 | RFC | PJM | PJM Interconnection, LLC | Municipality | 22 | NR | 3 | IPP CHP | N |  | N |  | N |  | N | X |  | American Transmission Systems Inc | 56162 | OH | 69 |  |  | N | OHIO GAS COMPANY |  |  |  |  | N | X
21965 | New Mexico State University | 54975 | New Mexico State University | Box 30001, MSC 3545 | Las Cruces | NM | 88001 | Dona Ana | 32.1648 | -106.4513 | WECC | EPE | El Paso Electric Company | Wells | 611 | NR | 5 | Commercial CHP | Y | 95-272-000 | N |  | N |  | N | X |  | El Paso Electric Co | 5701 | NM | 13.8 |  |  | N |  | EL PASO NATURAL GAS COMPANY LLC |  |  |  | N | X
2770 | Terra-Gen Operating Co LLC | 54979 | Big Spring Wind Power Facility | 3300 South Moss Lake Rd | Big Spring | TX | 79720 | Howard | 32.2075 | -101.3883 | TRE | ERCO | Electric Reliability Council of Texas, Inc. |  | 22 | NR | 2 | IPP Non-CHP | N |  | Y | 95-141-000 | N |  |  | X |  | Oncor Electric Delivery Company LLC | 44372 | TX | 66 |  |  | N
56355 | LES Project Holdings LLC | 54980 | Ocean County Landfill | 2498 Route 70 | Manchester | NJ | 8733 | Ocean | 40.0249 | -74.2501 | RFC | PJM | PJM Interconnection, LLC |  | 22 | NR | 2 | IPP Non-CHP | N |  | Y | 95-277-000 | N |  | N | X |  | Jersey Central Power & Lt Co | 9726 | NJ | 34 |  |  | N | [5 empty] | N | X
8776 | City of Holyoke Gas and Electric Dept. | 54981 | Harris Energy Realty | 20 Water Street | Holyoke | MA | 1040 | Hampden | 42.2052 | -72.5929 | NPCC | ISNE | ISO New England Inc. | Connecticut River | 22 | RE | 1 | Electric Utility | N |  | N |  | N |  | N | X |  | City of Holyoke - (MA) | 8774 | MA | 13.8 |  |  | N
22331 | Salem Energy Systems LLC | 54984 | Salem Energy Systems LLC | 335 W. Hanes Mill Rd. | Winston-Salem | NC | 27105 | Forsyth | 36.1912 | -80.1835 | SERC | DUK | Duke Energy Carolinas |  | 22 | NR | 2 | IPP Non-CHP | N |  | Y | 94-161-000; 94-161-001 | N |  | N | X |  | Duke Energy Carolinas, LLC | 5416 | NC | 12.4 |  |  | N | [5 empty] | N | X
4468 | Crestwood Corp | 54985 | Crestwood Dothan | 517 Kraft Rd | Dothan | AL | 36303 | Houston | 31.2624 | -85.4027 | SERC | SOCO | Southern Company Services, Inc. - Trans | Municipality | 22 | NR | 2 | IPP Non-CHP | N |  | N |  | N |  | N | X |  | City of Dothan - (AL) | 5309 | AL | 13.2 |  |  | N | [5 empty] | X | X
5483 | DuPage County | 54987 | Woodridge Greene Valley Treatment Plant | 7900 S. Rt. 53 | Woodridge | IL | 60517 | DuPage | 41.74 | -88.06 | RFC | PJM | PJM Interconnection, LLC | Treated Wastewater | 22132 | NR | 5 | Commercial CHP | N |  | N |  | N |  | N | X |  | Commonwealth Edison Co | 4110 | IL | 12.4 |  |  | N | NICOR GAS |  |  |  |  | N | N
56355 | LES Project Holdings LLC | 54989 | Pine Tree Acres | 36450 29 Mile Road | Lenox Twp | MI | 48048 | Macomb | 42.7645 | -82.7471 | RFC | MISO | Midcontinent Independent Transmission System Operator, Inc.. |  | 22 | NR | 2 | IPP Non-CHP | N |  | Y | 95-26-000 | N |  | N | X |  | ITC Transmission | 56068 | MI | 120 |  |  | N | [5 empty] | N | X
13765 | Northlake Energy | 54995 | Indiana Harbor E 5 AC Station | 3210 Watling St | East Chicago | IN | 46312 | Lake | 41.6844 | -87.4214 | RFC | MISO | Midcontinent Independent Transmission System Operator, Inc.. | Lake Michigan | 3311 | NR | 7 | Industrial CHP | N |  | N |  | N |  |  | X |  | Northern Indiana Pub Serv Co | 13756 | IN | 138 |  |  | N |  | NORTHERN INDIANA PUBLIC SERVICE CO |  |  |  | N
49899 | CalEnergy Operating Corporation | 54996 | Salton Sea Power Gen Co - Unit 4 | 6922 Crummer Rd. | Calipatria | CA | 92233 | Imperial | 33.157 | -115.6386 | WECC | IID | Imperial Irrigation District | Colorado River | 22 | NR | 2 | IPP Non-CHP | N |  | Y | 86-1043-006 | N |  | N | X |  | Imperial Irrigation District | 9216 | CA | 92 |  |  | N
20541 | Wheelabrator Environmental Systems | 54998 | Wheelabrator Portsmouth | 3809 Elm Avenue | Portsmouth | VA | 23704 | Portsmouth City | 36.8083 | -76.3036 | SERC | PJM | PJM Interconnection, LLC | City Of Portsmouth | 483 | NR | 5 | Commercial CHP | Y | 01-88-000 | N |  | N |  | N | X |  | Virginia Electric & Power Co | 19876 | VA | 115 |  |  | N | [5 empty] | N | X
13124 | Murphy - Brown LLC | 55002 | Murphy-Brown LLC | 2822 Hwy 24 West | Warsaw | NC | 28398 | Duplin | 34.9944 | -78.1583 | SERC | CPLE | Progress Energy Carolinas - EAST |  | 112 | NR | 6 | Industrial Non-CHP | N |  | N |  | N |  | N | X |  | Four County Elec Member Corp | 6640 | NC | 0.48 |  |  | N | [5 empty] | X | X
18850 | Thorton Township School Dist | 55004 | Thornwood High School | 465 E. 170th St | South Holland | IL | 60473 | Cook | 41.5839 | -87.6047 | RFC | PJM | PJM Interconnection, LLC | Municipality | 611 | NR | 4 | Commercial Non-CHP | N |  | N |  | N |  |  | X |  | Commonwealth Edison Co | 4110 | IL | 760 |  |  | N | NICOR GAS |  |  |  |  | N
18850 | Thorton Township School Dist | 55005 | Thornridge High School | 15000 Cottage Grove Ave | Dolton | IL | 60419 | Cook | 41.6225 | -87.5978 | RFC | PJM | PJM Interconnection, LLC | Municipality | 611 | NR | 4 | Commercial Non-CHP | N |  | N |  | N |  |  | X |  | Commonwealth Edison Co | 4110 | IL | 760 |  |  | N | NICOR GAS |  |  |  |  | N
57249 | EPP Renewable Energy | 55006 | Nashua Plant | 840 West Hollis Street | Nashua | NH | 3062 | Hillsborough | 42.7323 | -71.5224 | NPCC | ISNE | ISO New England Inc. |  | 22 | NR | 2 | IPP Non-CHP | N |  | Y | 95-321-001 | N |  |  | X |  | New Hampshire Elec Coop Inc | 13441 | NH | 4.4 |  |  | N
31431 | K-W Co | 55007 | K W Company | 1438 Eastland Drive North | Twin Falls | ID | 83301 | Twin Falls | 42.5948 | -114.4353 | WECC | IPCO | Idaho Power Company | Snake River | 22 | NR | 2 | IPP Non-CHP | N |  | N |  | N |  |  | X |  | Idaho Power Co | 9191 | ID | 12.5 |  |  | N
59380 | Enel Green Power NA, Inc. | 55009 | Montgomery Creek Hydro | Montgomery Falls Road | Montgomery Creek | CA | 96065 | Shasta | 40.8468 | -121.9564 | WECC | CISO | California Independent System Operator | Montgomery Creek | 22 | NR | 2 | IPP Non-CHP | N |  | Y | 89-265-000 | N |  |  | X |  | Pacific Gas & Electric Co | 14328 | CA | 12 |  |  | N
55912 | Cottage Grove Operating Services LLC | 55010 | LSP-Cottage Grove LP | 9525 105th St. Court S | Cottage Grove | MN | 55016 | Washington | 44.7956 | -92.9119 | MRO | MISO | Midcontinent Independent Transmission System Operator, Inc.. | Steam Host's Well | 22 | NR | 3 | IPP CHP | Y | 94-142-000 | N |  | Y | 96-91-000 | N | X |  | Northern States Power Co - Minnesota | 13781 | MN | 115 |  |  | N | MINNESOTA ENERGY RESOURCES | NORTHERN NATURAL GAS |  |  |  | N | N
55911 | Whitewater Operating Services LLC | 55011 | LSP-Whitewater LP | 111 County Hwy U | Whitewater | WI | 53190 | Jefferson | 42.8555 | -88.7299 | RFC | MISO | Midcontinent Independent Transmission System Operator, Inc.. | Municipality | 22 | NR | 3 | IPP CHP | Y | 94-155-000 | N |  | Y | 96-90-000 | N | X |  | American Transmission Co | 659 | WI | 138 |  |  | N |  | NORTHERN NATURAL GAS |  |  |  | N
54843 | WM Illinois Renewable Energy LLC | 55014 | Greene Valley Gas Recovery | 9 South 610 Greene Road | Naperville | IL | 60540 | DuPage | 41.7338 | -88.0849 | RFC | PJM | PJM Interconnection, LLC |  | 22 | NR | 2 | IPP Non-CHP | N |  | Y | 87-504-000 | N |  | N | X |  | Commonwealth Edison Co | 4110 | IL | 12 |  |  | N
22214 | Sweeny Cogeneration LP | 55015 | Sweeny Cogen Facility | 7190 Old FM 524, Gate 13 | Old Ocean | TX | 77463 | Brazoria | 29.0728 | -95.745 | TRE | ERCO | Electric Reliability Council of Texas, Inc. | San Bernard River | 22 | NR | 3 | IPP CHP | Y | 97-131-003 | N |  | N |  | N | X |  | Texas-New Mexico Power Co | 40051 | TX | 138 |  |  | N |  | TEXAS EASTERN TRANSMISSION LP | ENTERPRISE TEXAS PIPELINE | KINDER MORGAN TEJAS PIPELINE LLC |  | X | X
49774 | Kinder Morgan Yates Operation | 55025 | Yates Gas Plant | Highway 190 West | Iraan | TX | 79744 | Pecos | 30.8847 | -101.9208 | TRE | ERCO | Electric Reliability Council of Texas, Inc. |  | 211 | NR | 7 | Industrial CHP | N |  | N |  | N |  | N | X |  | AEP Texas North Company | 20404 | TX | 12.5 |  |  | N |  | NORTHERN NATURAL GAS |  |  |  | N | N
55773 | Dighton Power, LLC | 55026 | Dighton Power Plant | 1450 Somerset Ave | Dighton | MA | 2715 | Bristol | 41.8312 | -71.1239 | NPCC | ISNE | ISO New England Inc. | Municipality Supply | 22 | NR | 2 | IPP Non-CHP | N |  | N |  | Y | 97-70-000 | N | X |  | New England Power Company | 13433 |  | 115 |  |  | N |  | ALGONQUIN GAS TRANSMISSION COMPANY |  |  |  | N | X
13157 | Omaha City of | 55027 | Papillion Creek Wastewater | 15705 Harlan Lewis Road | Bellevue | NE | 68123 | Sarpy | 41.0772 | -95.87 | MRO | SWPP | Southwest Power Pool | Metropolitan Utilities Dist | 22132 | NR | 5 | Commercial CHP | N |  | N |  | N |  | N | X |  | Omaha Public Power District | 14127 | NE | 13.8 |  |  | N | BLACK HILLS ENERGY | Other - Please explain in pipeline notes below. |  |  | NATURAL GAS PROVIDED BY BLACK HILLS ENERGY | N | N
20860 | Wisconsin Public Service Corp | 55029 | De Pere Energy Center | 112 N 5th St | De Pere | WI | 54115 | Brown | 44.4486 | -88.072 | MRO | MISO | Midcontinent Independent Transmission System Operator, Inc.. |  | 22 | RE | 1 | Electric Utility | N |  | N |  | N |  | N | X |  | American Transmission Co | 659 | WI | 138 |  |  | N | WISCONSIN PUB SVC CORP |  |  |  |  | N
55738 | Verso Paper Androscoggin LLC | 55031 | Androscoggin Energy Center | Gate 15 Riley Road | Jay | ME | 4239 | Franklin | 44.5063 | -70.2423 | NPCC | ISNE | ISO New England Inc. | Self Supply- Androscoggin Rvr | 322 | NR | 7 | Industrial CHP | Y | 96-114-000; 96-114-001; 96-114-002; 96-114-003 | N |  | N |  | N | X |  | Central Maine Power Co | 3266 | ME | 115 |  |  | N |  | PORTLAND NATURAL GAS TRANS SYSTEM |  |  |  | N | X
13157 | Omaha City of | 55033 | Missouri River Wastewater Treatment | 5600 South 10th Street | Omaha | NE | 68107 | Douglas | 41.2033 | -95.9292 | MRO | SWPP | Southwest Power Pool | Metropolitan Utilities Dist | 22132 | NR | 5 | Commercial CHP | N |  | N |  | N |  | N | X |  | Omaha Public Power District | 14127 | NE | 13.8 |  |  | N | METROPOLITAN UTILITIES DIST OF OMAHA | Other - Please explain in pipeline notes below. |  |  | NATURAL GAS PROVIDED BY METROPOLITAN UTILITIES DIST OF OMAHA | N | N
56383 | Lignetics of Maine, LLC. | 55034 | Lignetics of Maine, LLC. | 30 Norton Hill Road | Strong | ME | 4983 | Franklin | 44.8061 | -70.2186 | NPCC | ISNE | ISO New England Inc. | Day Mountain Pond | 321 | NR | 7 | Industrial CHP | Y | 01-76-001 | N |  | N |  | N | X |  | Central Maine Power Co | 3266 | ME | 12.5 |  |  | N | [5 empty] | X | X
29729 | Davenport City of | 55035 | Davenport Water Pollution Control Plant | 2606 South Concord Street | Davenport | IA | 52802 | Scott | 41.4928 | -90.6275 | MRO | MISO | Midcontinent Independent Transmission System Operator, Inc.. | Municipality | 22132 | NR | 5 | Commercial CHP | N |  | N |  | N |  | N | X |  | MidAmerican Energy Co | 12341 | IA | 13 |  |  | N | MIDAMERICAN ENERGY COMPANY |  |  |  |  | N | X
21466 | University of Tennessee | 55036 | University of Tennessee Steam Plant | 1617 Lake Loudon Boulevard | Knoxville | TN | 37996 | Knox | 35.9492 | -83.9261 | SERC | TVA | Tennessee Valley Authority | Municipality | 611 | NR | 5 | Commercial CHP | N |  | N |  | N |  | N | X |  | Knoxville Utilities Board | 10421 | TN | 13.2 |  |  | N | KNOXVILLE UTILITIES BOARD |  |  |  |  | N | N
32487 | Gaylord Entertainment Co | 55037 | Opryland USA | 2802 Opryland Drive | Nashville | TN | 37214 | Davidson | 36.2114 | -86.6944 | SERC | TVA | Tennessee Valley Authority | Wells | 721 | NR | 5 | Commercial CHP | N |  | N |  | N |  | N | X |  | Tennessee Valley Authority | 18642 | TN | 480 |  |  | N | PIEDMONT NATURAL GAS |  |  |  |  | N
15473 | Public Service Co of NM | 55039 | Rio Bravo | 725 Electric Ave | Albuquerque | NM | 87105 | Bernalillo | 35.026 | -106.644 | WECC | PNM | Public Service Company of New Mexico | Well | 22 | RE | 1 | Electric Utility | N |  | N |  | Y | 99-9-000 | N | X |  | Public Service Co of NM | 15473 | NM | 115 |  |  | N |  | TRANSWESTERN PIPELINE COMPANY |  |  |  | N
12564 | SEPG Operating Services, LLC MGC | 55040 | Mid-Georgia Cogeneration Facility | 200 Oaky Woods Road | Kathleen | GA | 31047 | Houston | 32.4856 | -83.6039 | SERC | SOCO | Southern Company Services, Inc. - Trans | Municipality | 22 | NR | 3 | IPP CHP | Y | 96-26-001 | N |  | Y | 96-14-000 | N | X |  | Georgia Power Co | 7140 | GA | 230 |  |  | N | Other - See pipeline notes. | Other - Please explain in pipeline notes below. |  |  | KINDER MORGAN, SONAT BRUNSWICK LATERAL | N | X
1616 | Berkshire Power Co LLC | 55041 | Berkshire Power | 36 Moylan Lane | Agawam | MA | 1001 | Hampden | 42.0476 | -72.6478 | NPCC | ISNE | ISO New England Inc. | Municipality | 22 | NR | 2 | IPP Non-CHP | N |  | N |  | Y | 00-100-00 | N | X |  | Western Massachusetts Electric Company | 20455 | MA | 115 |  |  | N |  | TENNESSEE GAS PIPELINE COMPANY |  |  |  | N | N
2232 | Bridgeport Energy LLC | 55042 | Bridgeport Energy Project | 10 Atlantic Street | Bridgeport | CT | 6604 | Fairfield | 41.1692 | -73.1844 | NPCC | ISNE | ISO New England Inc. | Bridgeport Harbor | 22 | NR | 2 | IPP Non-CHP | N |  | N |  | Y | 98-63-000 | N | X |  | United Illuminating Co | 19497 | CT | 345 |  |  | N |  | IROQUOIS GAS TRANSMISSION SYS LP |  |  |  | N | X
6833 | Cherokee County Cogen Partners LLC | 55043 | Cherokee County Cogen | 132 Peoples Creek Rd | Gaffney | SC | 29340 | Cherokee | 35.0727 | -81.613 | SERC | DUK | Duke Energy Carolinas | Municipality | 22 | NR | 3 | IPP CHP | Y | 94-160-000 | N |  | N |  | N | X |  | Duke Energy Carolinas, LLC | 5416 | SC | 100 |  |  | N |  | TRANSCONTINENTAL GAS PIPELINE |  |  |  | N | X
56310 | Boise White Paper LLC | 55044 | Boise Cascade Pulp & Paper Mill | 4585 Industrial Rd | Jackson | AL | 36545 | Clarke | 31.4894 | -87.8989 | SERC | SOCO | Southern Company Services, Inc. - Trans | Tombigbee River | 322 | NR | 7 | Industrial CHP | N |  | N |  | N |  | N | X |  | Alabama Power Co | 195 | AL | 115 |  |  | N | CLARKE MOBILE COUNTIES GAS DISTRICT |  |  |  |  | N | N
772 | Archer Daniels Midland Co | 55046 | Mansfield | 150 Oakland Street | Mansfield | MA | 2048 | Bristol | 42.0401 | -71.2138 | NPCC | ISNE | ISO New England Inc. | Municipality | 311 | NR | 7 | Industrial CHP | N |  | N |  | N |  |  | X |  | Town of Mansfield | 11586 | MA | 12
11059 | Pasadena Cogeneration LP | 55047 | Pasadena Cogeneration | 955 Phillips Road | Pasadena | TX | 77506 | Harris | 29.7248 | -95.1765 | TRE | ERCO | Electric Reliability Council of Texas, Inc. | Coastal Ind. Water Authority | 22 | NR | 3 | IPP CHP | Y | 96-54 | N |  | Y | 96-54, EG16-32 | N | X |  | CenterPoint Energy | 8901 | TX | 138 |  |  | N |  | KINDER MORGAN TEJAS PIPELINE LLC | KINDER MORGAN TEXAS PIPELINE LLC | ENTERPRISE TEXAS PIPELINE |  | N | X
55510 | Tiverton Power LLC | 55048 | Tiverton Power Plant | 304 Progress Rd. | Tiverton | RI | 2878 | Newport | 41.6422 | -71.1706 | NPCC | ISNE | ISO New England Inc. | Municipality | 22 | NR | 2 | IPP Non-CHP | N |  | N |  | Y | 98-90-000 | N | X |  | The Narragansett Electric Co | 13214 | RI | 115 |  |  | N |  | Algonquin Gas Transmission Company |  |  |  | N
17164 | Sierra Pacific Industries Inc | 55049 | Sierra Pacific Anderson Facility | 19758 Riverside Avenue | Anderson | CA | 96007 | Shasta | 40.4731 | -122.3206 | WECC | CISO | California Independent System Operator | Well | 321 | NR | 7 | Industrial CHP | N |  | Y | 98-40-000 | N |  |  | X |  | Pacific Gas & Electric Co | 14328 | CA | 115
7191 | Axiall Corp | 55051 | Axiall Plaquemine | 26100 Hwy 405 | Plaquemine | LA | 70764 | Iberville | 30.2586 | -91.185 | SERC | MISO | Midcontinent Independent Transmission System Operator, Inc.. | Well | 325188 | NR | 7 | Industrial CHP | Y | 96-53-000; '96-583-000 | N |  | N |  | N | X |  | Entergy Louisiana LLC | 11241 | LA | 34.5 |  |  | N |  | ACADIAN GAS P L SYS | BRIDGELINE HOLDINGS LP |  |  | N | N
50114 | WTG Jameson, L.P. | 55052 | Jameson Gas Processing Plant | 1000 Gas Plant Road | Silver | TX | 76949 | Coke | 32.05 | -100.6917 | TRE | ERCO | Electric Reliability Council of Texas, Inc. |  | 211 | NR | 6 | Industrial Non-CHP | N |  | N |  | N |  | N | X |  | AEP Texas Central Company | 3278 | TX | 0.48 |  |  | N |  | ENTERPRISE TEXAS PIPELINE | EL PASO NATURAL GAS COMPANY LLC |  |  | N
59366 | EnLink Midstream Services, LLC | 55053 | Bridgeport Gas Processing Plant | 415 Private Rd, 3502 | Bridgeport | TX | 76426 | Wise | 33.1958 | -97.8025 | TRE | ERCO | Electric Reliability Council of Texas, Inc. |  | 211 | NR | 6 | Industrial Non-CHP | N |  | N |  | N |  | N | X |  | Wise Electric Coop Inc | 20948 | TX | 12.5 |  |  | N |  | Other - Please explain in pipeline notes below. |  |  | The generators supply a portion of plant power only. There is no connection to the grid to sell or supply power outside of the plant. | N | N
9267 | Hoosier Energy R E C, Inc | 55054 | Livingston Generating Facility | RR 3, 14206 East 2100 North Rd | Pontiac | IL | 61764 | Livingston | 40.9314 | -88.6548 | RFC | MISO | Midcontinent Independent Transmission System Operator, Inc.. |  | 22 | RE | 1 | Electric Utility | N |  | N |  | N |  | N | X |  | Commonwealth Edison Co | 4110 | IL | 35 |  |  | N | [5 empty] | N | X
18535 | Tenaska Georgia Partners LP | 55061 | Tenaska Georgia Generation Facility | 2100 George Brown Road | Franklin | GA | 30217 | Heard | 33.3516 | -84.9996 | SERC | SOCO | Southern Company Services, Inc. - Trans | Heard County Water Authority | 22 | NR | 2 | IPP Non-CHP | N |  | N |  | Y | 99-160-000 | N | X |  | Georgia Transmission Corp | 7197 | GA | 500 |  |  | N |  | TRANSCONTINENTAL GAS PIPELINE |  |  |  | N | X
18611 | Tenaska Frontier Partners Ltd | 55062 | Tenaska Frontier Generation Station | 17500 Hwy 30 | Shiro | TX | 77876 | Grimes | 30.5924 | -95.9178 | SERC | ERCO | Electric Reliability Council of Texas, Inc. | Municipallity | 22 | NR | 2 | IPP Non-CHP | N |  | N |  | Y | 00-91-000 | N | X |  | CenterPoint Energy | 8901 | TX | 356 | 352 |  | N |  | KINDER MORGAN TEJAS PIPELINE LLC |  |  |  | N | X
17568 | Cooperative Energy | 55063 | Batesville Generation Facility | 200 Industrial Drive | Batesville | MS | 38606 | Panola | 34.3356 | -89.9275 | SERC | TVA | Tennessee Valley Authority | Enid Lake | 22 | RE | 1 | Electric Utility | N |  | N |  | Y | 98-59-000 | N | X |  | Tennessee Valley Authority | 18642 | MS | 230 |  |  | N |  | TENNESSEE GAS PIPELINE COMPANY | TRUNKLINE GAS COMPANY | ANR PIPELINE COMPANY |  | N | X
23913 | Borger Energy Associates LP | 55064 | Black Hawk Station | Spur 119 N. Cogen Place | Borger | TX | 79007 | Hutchinson | 35.6957 | -101.36 | SPP | SWPP | Southwest Power Pool | Wells | 22 | NR | 3 | IPP CHP | Y | 98-57-000 | N |  | N |  | N | X |  | Southwestern Public Service Co | 17718 | TX | 115 |  |  | N |  | DCP MIDSTREAM LP | EL PASO NATURAL GAS COMPANY LLC |  |  | N | N
7349 | Golden Spread Electric Cooperative, Inc | 55065 | Mustang Station | 1937 County Road 390 | Denver City | TX | 79323 | Yoakum | 32.9728 | -102.7417 | SPP | SWPP | Southwest Power Pool | Wells | 22 | RE | 1 | Electric Utility | N |  | N |  | N |  | N | X |  | Southwestern Public Service Co | 17718 | TX | 230 | 115 |  | N |  | NORTHERN NATURAL GAS | EL PASO NATURAL GAS COMPANY LLC |  |  | N | X
4174 | Cokenergy Inc | 55066 | Heat Recovery Coke Facility | 3210 Watling St | East Chicago | IN | 46312 | Lake | 41.6789 | -87.42 | RFC | MISO | Midcontinent Independent Transmission System Operator, Inc.. | Lake Michigan | 3311 | NR | 6 | Industrial Non-CHP | N |  | N |  | N |  |  | X |  | Northern Indiana Pub Serv Co | 13756 | IN | 138 |  |  | N
54704 | Metropolitan Pier and Exposition Auth | 55067 | MPEA Energy Center | 2211 S. Martin Luther King Jr | Chicago | IL | 60616 | Cook | 41.8527 | -87.6185 | RFC | PJM | PJM Interconnection, LLC | Municipality | 22 | NR | 2 | IPP Non-CHP | N |  | N |  | N |  | N | X |  | Commonwealth Edison Co | 4110 | IL | 13 |  |  | N | MIDAMERICAN ENERGY COMPANY |  |  |  |  | N | N
4966 | Casco Bay Energy Co LLC | 55068 | Maine Independence Station | 125 Shore Road | Veazie | ME | 4401 | Penobscot | 44.8242 | -68.7094 | NPCC | ISNE | ISO New England Inc. | Penobscot River | 22 | NR | 2 | IPP Non-CHP | N |  | N |  | Y | 99-207-000 | N | X |  | Emera Maine | 1179 | ME | 115 |  |  | N | Other - See pipeline notes. | MARITIMES NORTHEAST PIPELINE LLC |  |  | See 16b. | N | X
54842 | WM Renewable Energy LLC | 55074 | Lakeview Gas Recovery | 851 Robinson Road East | Erie | PA | 16509 | Erie | 42.0602 | -80.0208 | RFC | PJM | PJM Interconnection, LLC |  | 22 | NR | 2 | IPP Non-CHP | N |  | Y | 86-265-002 | N |  | N | X |  | Pennsylvania Electric Co | 14711 | PA | 35 |  |  | N | [5 empty] | X | X
28764 | Pine Bluff Energy LLC | 55075 | Pine Bluff Energy Center | 5301 Fairfield Road | Pine Bluff | AR | 71601 | Jefferson | 34.2181 | -91.9025 | SERC | MISO | Midcontinent Independent Transmission System Operator, Inc.. | Wells | 22 | NR | 3 | IPP CHP | Y | 97-61-002; 98-61-002 | N |  | N |  |  | X |  | Entergy Arkansas Inc | 814 | AR | 115 |  |  | N | CENTERPOINT ENERGY ARKLA |  |  |  |  | N | X
3593 | Choctaw Generation L.P, L.L.L.P. | 55076 | Red Hills Generating Facility | 2391 Pensacola Road | Ackerman | MS | 39735 | Choctaw | 33.3761 | -89.2183 | SERC | TVA | Tennessee Valley Authority | Wells | 22 | NR | 2 | IPP Non-CHP | N |  | N |  | Y | 98-97 | N | X |  | Tennessee Valley Authority | 18642 | MS | 161 |  |  | N | WEIR NAT GAS SYS |  |  |  |  | X | X
5695 | Desert Star Energy Center SDG&E | 55077 | Desert Star Energy Center | 701 El Dorado Valley Dr. | Boulder City | NV | 89005 | Clark | 35.7889 | -114.9942 | WECC | CISO | California Independent System Operator | Municipality | 22 | RE | 1 | Electric Utility | N |  | N |  | N |  | N | X |  | San Diego Gas & Electric Co | 16609 | CA | 230 | 230 |  | N | SOUTHWEST GAS CORPORATION |  |  |  |  | N | X
12713 | Millennium Power Partners LP | 55079 | Millennium Power | 10 Sherwood Lane | Charlton | MA | 1507 | Worcester | 42.1123 | -72.0151 | NPCC | ISNE | ISO New England Inc. | Southbridge WWTF | 22 | NR | 2 | IPP Non-CHP | N |  | N |  | Y | 98-12-000 | N | X |  | New England Power Company | 13433 |  | 115 |  |  | N |  | TENNESSEE GAS PIPELINE COMPANY |  |  |  | N | X
55712 | BTEC Turbines LP | 55080 | New Albany Energy Facility | 1514 County Road 126 | New Albany | MS | 38652 | Union | 34.5408 | -88.9397 | SERC | TVA | Tennessee Valley Authority | New Albany city water | 22 | NR | 2 | IPP Non-CHP | N |  | N |  | Y | 99-85-000 | N | X |  | Tennessee Valley Authority | 18642 | MS | 500 |  |  | N | Other - See pipeline notes. |  |  |  |  | N
18642 | Tennessee Valley Authority | 55081 | Brownsville Peaking Power | 948 Beechgrove Rd | Brownsville | TN | 38012 | Haywood | 35.5438 | -89.198 | SERC | TVA | Tennessee Valley Authority |  | 22 | RE | 1 | Electric Utility | N |  | N |  | Y | 99-79-000 |  | X |  | Tennessee Valley Authority | 18642 | TN | 500 |  |  | N |  | ANR PIPELINE COMPANY |  |  |  | N
4464 | Crockett Cogeneration | 55084 | Crockett Cogen Project | 550 Loring Avenue | Crockett | CA | 94525 | Contra Costa | 38.0569 | -122.2161 | WECC | CISO | California Independent System Operator | Closed Cooling Water System | 22 | NR | 3 | IPP CHP | Y | 84-429-001 | N |  | N |  | N | X |  | Pacific Gas & Electric Co | 14328 | CA | 240 |  |  | N |  | PACIFIC GAS |  |  |  | N | X
7667 | Gregory Power Partners LP | 55086 | Gregory Power Facility | TX Hwy 361 East @ SAC | Gregory | TX | 78359 | San Patricio | 27.8893 | -97.2584 | TRE | ERCO | Electric Reliability Council of Texas, Inc. | San Patricio Municipality | 22 | NR | 3 | IPP CHP | Y | 99-32-007 | N |  | N |  | N | X |  | AEP Texas Central Company | 3278 | TX | 345 |  |  | N |  | KINDER MORGAN TEJAS PIPELINE LLC |  |  |  | N
4254 | Consumers Energy Co | 55087 | Zeeland Generating Station | 425 Fairview Ave | Zeeland | MI | 49464 | Ottawa | 42.8206 | -85.9975 | RFC | MISO | Midcontinent Independent Transmission System Operator, Inc.. | Municipality | 22 | RE | 1 | Electric Utility | N |  | N |  | Y | 01-38-000 | Y | N | OP | ITC Transmission | 56068 | MI | 345 |  |  | N |  | ANR PIPELINE COMPANY |  |  |  | N
4945 | Dearborn Industrial Gen Inc | 55088 | Dearborn Industrial Generation | 2400 Miller Road | Dearborn | MI | 48121 | Wayne | 42.3026 | -83.154 | RFC | MISO | Midcontinent Independent Transmission System Operator, Inc.. | Detroit River | 22 | NR | 3 | IPP CHP | Y | 01-570-000; 01-570-001 | N |  | Y | 00-142-000 | N | X |  | DTE Electric Company | 5109 | MI | 230 |  |  | N | Other - See pipeline notes. | DTE GAS COMPANY |  |  |  | N | N
13914 | Occidental Chemical Corporation | 55089 | Taft Cogeneration Facility | 266 Highway 3142 | Hahnville | LA | 70057 | St Charles | 29.9888 | -90.4599 | SERC | MISO | Midcontinent Independent Transmission System Operator, Inc.. | Mississippi River | 325 | NR | 7 | Industrial CHP | Y | 00-64-000 | N |  | N |  | N | X |  | Entergy Louisiana LLC | 11241 | LA | 230 |  |  | N |  | ENLINK LIG LLC | ACADIAN GAS P L SYS | BOARDWALK FIELD SERVICES LLC |  | N
54900 | Stimson Lumber Company | 55090 | Plummer Cogen | 732 10th Street | Plummer | ID | 83851 | Benewah | 47.331 | -116.8904 | WECC | AVA | Avista Corporation | Wells | 22 | NR | 3 | IPP CHP | Y | 83306000 | N |  | N |  | Y | N | OP | Avista Corp | 20169 | ID | 13.8 |  |  | N |  | None |  |  |  | N | X
12501 | Midlothian Energy LLC | 55091 | Midlothian Energy Facility | 4601 Brookhollow Drive | Midlothian | TX | 76065 | Ellis | 32.4302 | -97.0537 | TRE | ERCO | Electric Reliability Council of Texas, Inc. | Closed Air Cooling System | 22 | NR | 2 | IPP Non-CHP | N |  | N |  | N |  | N | X |  | Oncor Electric Delivery Company LLC | 44372 | TX | 345 |  |  | N | ATMOS ENERGY CORPORATION | ENTERPRISE TEXAS PIPELINE | ENERGY TRANSFER FUEL LP |  |  | N | X
57226 | MM Taunton Energy LLC | 55093 | MM Taunton Energy | 330 E.Britannie St. | Taunton | MA | 2780 | Bristol | 41.9231 | -71.0864 | NPCC | ISNE | ISO New England Inc. |  | 22 | NR | 2 | IPP Non-CHP | N |  | Y | 97-4-002 | N |  |  | X |  | City of Taunton | 18488 | MA | 13.8 |  |  | N
57227 | MM San Diego Energy-Miramar | 55094 | MM San Diego-Miramar | 5244 Convoy Street | San Diego | CA | 92111 | San Diego | 32.8448 | -117.1627 | WECC | CISO | California Independent System Operator |  | 22 | NR | 3 | IPP CHP | Y | 96-23-001 | Y | 96-23-001 | N |  |  | X |  | San Diego Gas & Electric Co | 16609 | CA | 12.5 |  |  | N
15343 | Portside Energy Corp | 55096 | Portside Energy | 6290 us hwy. 12 | Portage | IN | 46368 | Porter | 41.6317 | -87.1728 | RFC | MISO | Midcontinent Independent Transmission System Operator, Inc.. | Lake Michigan | 22 | NR | 3 | IPP CHP | N |  | N |  | N |  | N | X |  | Northern Indiana Pub Serv Co | 13756 | IN | 138 |  |  | N |  | NORTHERN INDIANA PUBLIC SERVICE CO |  |  |  | N | N
60477 | LaFrontera Holdings LLC | 55097 | Lamar Power Project | 3205 FM 137 | Paris | TX | 75462 | Lamar | 33.6308 | -95.59 | TRE | ERCO | Electric Reliability Council of Texas, Inc. | Lake Pat Mayse | 22 | NR | 2 | IPP Non-CHP | N |  | N |  | Y | 99-119-000 | N | X |  | Oncor Electric Delivery Company LLC | 44372 | TX | 345 |  |  | N |  | KINDER MORGAN NORTH TEXAS PL |  |  |  | N | N
6519 | Frontera Generation Limited Partnership | 55098 | Frontera Energy Center | 900 S. Goodwin Rd | Mission | TX | 78572 | Hidalgo | 26.208 | -98.3992 | TRE | ERCO | Electric Reliability Council of Texas, Inc. | Rio Grande | 22 | NR | 2 | IPP Non-CHP | N |  | N |  | Y | 99-90 | N | X |  | AEP Texas Central Company | 3278 | TX | 138 |  |  | N |  | KINDER MORGAN TEJAS PIPELINE LLC |  |  |  | N | X
13886 | NRG Sterlington Power LLC | 55099 | NRG Sterlington Power | 268 Solvent Avenue | Sterlington | LA | 71280 | Ouachita | 32.6889 | -92.0811 | SERC | MISO | Midcontinent Independent Transmission System Operator, Inc.. | Municipality | 22 | NR | 2 | IPP Non-CHP | N |  | N |  | Y | 99-27-000 | N | X |  | Entergy Louisiana LLC | 11241 | LA | 115 |  |  | N |  | GULF SOUTH PIPELINE COMPANY LP |  |  |  | N | X
54821 | Rumford Power | 55100 | Rumford Power, Inc | 43 Industrial Park Road | Rumford | ME | 4276 | Oxford | 44.5303 | -70.5219 | NPCC | ISNE | ISO New England Inc. | Municipality | 22 | NR | 2 | IPP Non-CHP | N |  | N |  | Y | 00-20-80 | N | X |  | Central Maine Power Co | 3266 | ME | 115 |  |  | N |  | PORTLAND NATURAL GAS TRANS SYSTEM |  |  |  | N | N
3838 | CMS Generation MI Power LLC | 55101 | Kalamazoo River Generating Station | 6900 East Michigan Ave | Comstock | MI | 49011 | Kalamazoo | 42.2813 | -85.495 | RFC | MISO | Midcontinent Independent Transmission System Operator, Inc.. | Municipality | 22 | NR | 2 | IPP Non-CHP | N |  | N |  | Y | 99-23-000 | N | X |  | ITC Transmission | 56068 | MI | 138 |  |  | N | CONSUMERS ENERGY COMPANY |  |  |  |  | N | N
3838 | CMS Generation MI Power LLC | 55102 | Livingston Generating Station | 155 North Townline Road | Gaylord | MI | 49753 | Otsego | 45.0304 | -84.7308 | RFC | MISO | Midcontinent Independent Transmission System Operator, Inc.. | Wells | 22 | NR | 2 | IPP Non-CHP | N |  | N |  | Y | 99-23-000 | N | X |  | ITC Transmission | 56068 | MI | 138 |  |  | N |  | DTE GAS COMPANY |  |  |  | N | N
14372 | Pacific Klamath Energy Inc | 55103 | Klamath Cogeneration Plant | 4940 Hwy 97 South | Klamath Falls | OR | 97603 | Klamath | 42.1739 | -121.8106 | WECC | PACW | PacifiCorp - West | Municipality | 22 | NR | 3 | IPP CHP | N |  | N |  | N |  | N | X |  | Bonneville Power Administration | 1738 | OR | 550 |  |  | N |  | TRANSCANADA - GAS TRANSMISSION NW |  |  |  | N | N
16668 | Sabine Cogen LP | 55104 | Sabine Cogen | 4647 FM 1006 | Orange | TX | 77630 | Orange | 30.0444 | -93.7714 | SERC | MISO | Midcontinent Independent Transmission System Operator, Inc.. | Sabine River | 22 | NR | 3 | IPP CHP | Y | 98-119-000 | N |  | N |  | N | X |  | Entergy Texas Inc. | 55937 | TX | 69 |  |  | N |  | CENTANA INTRASTATE |  |  |  | N | N
6832 | RISEC Opeating Services | 55107 | Rhode Island State Energy Center | 24 Shun Pike | Johnston | RI | 2919 | Providence | 41.8017 | -71.5186 | NPCC | ISNE | ISO New England Inc. | Municipality | 22 | NR | 2 | IPP Non-CHP | N |  | N |  | Y | 01-104-000 | N | X |  | The Narragansett Electric Co | 13214 | RI | 115 |  |  | N |  | TENNESSEE GAS PIPELINE COMPANY |  |  |  | N | N
16197 | Rocky Road Power LLC | 55109 | Rocky Road Power LLC | 1221 Power Drive | East Dundee | IL | 60118 | Kane | 42.0931 | -88.2397 | RFC | PJM | PJM Interconnection, LLC |  | 22 | NR | 2 | IPP Non-CHP | N |  | N |  | Y | 99-2157-00 | N | X |  | Commonwealth Edison Co | 4110 | IL | 138 |  |  | N | NICOR GAS |  |  |  |  | N | X
15470 | Duke Energy Indiana, LLC | 55110 | Madison | 5657 Kennel Rd | Trenton | OH | 45067 | Butler | 39.4522 | -84.4647 | RFC | PJM | PJM Interconnection, LLC |  | 22 | RE | 1 | Electric Utility | N |  | N |  | N |  | N | X |  | Duke Energy Ohio Inc | 3542 | OH | 345 |  |  | N |  | TEXAS EASTERN TRANSMISSION LP |  |  |  | N | N
3542 | Duke Energy Ohio Inc | 55111 | Vermillion Energy Facility | 2777 N. State Road 63 | Cayuga | IN | 47928 | Vermillion | 39.9223 | -87.4464 | RFC | MISO | Midcontinent Independent Transmission System Operator, Inc.. | Wells | 22 | RE | 1 | Electric Utility | N |  | N |  | Y | 00-108-000 | N | X |  | Duke Energy Indiana Inc | 15470 | IN | 345 |  |  | N |  | TEXAS EASTERN TRANSMISSION LP |  |  |  | N | N
22650 | Calpine Corp-Sutter | 55112 | Sutter Energy Center | 5029 South Township Road | Yuba City | CA | 95993 | Sutter | 39.0531 | -121.6959 | WECC | WALC | Western Area Power Administration - Desert Southwest Region | air cooled, other from a well | 22 | NR | 2 | IPP Non-CHP | N |  | N |  | Y | 01-24-000 | N | X |  | WAPA-- Western Area Power Administration | 27000 | CA | 230 |  |  | N |  | CPN PIPELINE COMPANY |  |  |  | N | N
5416 | Duke Energy Carolinas, LLC | 55116 | Rockingham County CT Station | 240 Ernest Drive | Reidsville | NC | 27320 | Rockingham | 36.3297 | -79.8297 | SERC | DUK | Duke Energy Carolinas |  | 22 | RE | 1 | Electric Utility | N |  | N |  | Y | 99-16-000 | N | X |  | Duke Energy Carolinas, LLC | 5416 | NC | 230 |  |  | N | PIEDMONT NATURAL GAS |  |  |  |  | N | N
14306 | Eagle 2 US LLC | 55117 | RS Cogen | 1300 PPG Drive | Lake Charles | LA | 70602 | Calcasieu | 30.221 | -93.2992 | SERC | MISO | Midcontinent Independent Transmission System Operator, Inc.. | Sabine River | 325 | NR | 7 | Industrial CHP | Y | 00-32-000 | N |  | N |  | N | X |  | Entergy Gulf States - LA LLC | 55936 | LA | 230 |  |  | N |  | TARGA MIDSTREAM SERVICES LLC | GULF SOUTH PIPELINE COMPANY LP | VARIBUS LLC |  | N | X
1357 | BASF Corp | 55122 | NAFTA Region Olefins Complex Cogen Fac | Hwy 366 Gate 99 | Port Arthur | TX | 77643 | Jefferson | 29.9543 | -93.8836 | SERC | MISO | Midcontinent Independent Transmission System Operator, Inc.. | LNVA-Water Facility | 325 | NR | 7 | Industrial CHP | N |  | N |  | N |  | N | X |  | Entergy Gulf States - LA LLC | 55936 | LA | 230 |  |  | N |  | HOUSTON PL CO LP | SABINE PIPE LINE LLC |  |  | N | X
2877 | Calpine Corp-Magic Valley | 55123 | Magic Valley Generating Station | 3333 N. McColl Rd. | Edinburg | TX | 78539 | Hidalgo | 26.3403 | -98.19 | TRE | ERCO | Electric Reliability Council of Texas, Inc. | Municipality | 22 | NR | 2 | IPP Non-CHP | N |  | N |  | Y | 00-3562-000 | N | X |  | AEP Texas Central Company | 3278 | TX | 138 |  |  | N |  | KINDER MORGAN TEXAS PIPELINE LLC | KINDER MORGAN TEJAS PIPELINE LLC |  |  | X | X
56090 | Star West Gen Griffith Energy LLC | 55124 | Griffith Energy LLC | 3375 West Navajo Drive | Kingman | AZ | 86402 | Mohave | 35.054 | -114.1333 | WECC | GRIF | Griffith Energy, LLC | Wells | 22 | NR | 2 | IPP Non-CHP | N |  | N |  | N |  | N | X |  | WAPA-- Western Area Power Administration | 27000 | AZ | 230 |  |  | N |  | EL PASO NATURAL GAS COMPANY LLC | TRANSWESTERN PIPELINE COMPANY |  |  | N | X
6017 | ESI Vansycle Partners LP | 55125 | Vansycle | 365 Touchet Gardena Road | Touchet | OR | 97835 | Umatilla | 45.9362 | -118.66 | WECC | BPAT | Bonneville Power Administration |  | 22 | NR | 2 | IPP Non-CHP | N |  | N |  | N |  | N | X |  | Bonneville Power Administration | 1738 | OR | 69.9 |  |  | N | [5 empty] | N | X
12568 | Milford Power Co LLC | 55126 | Milford Power Project | 55 Shelland Street | Milford | CT | 6460 | New Haven | 41.2244 | -73.0997 | NPCC | ISNE | ISO New England Inc. | Potable, Municipality | 22 | NR | 2 | IPP Non-CHP | N |  | N |  | Y | 99-29-000 | N | X |  | Connecticut Light & Power Co | 4176 | CT | 115 |  |  | N |  | IROQUOIS GAS TRANSMISSION SYS LP |  |  |  | N | X
11569 | Manchief Power Co LLC | 55127 | Manchief Electric Generating Station | 14936 County Road 24 | Brush | CO | 80723 | Morgan | 40.2171 | -103.685 | WECC | PSCO | Public Service Company of Colorado | Municipality | 22 | NR | 2 | IPP Non-CHP | N |  | N |  | Y | 01-194-000 | N | X |  | Public Service Co of Colorado | 15466 | CO | 230 |  |  | N | PUB SERVICE CO OF COLORADO | PUB SERVICE CO OF COLORADO |  |  |  | X | X
59415 | SEPG Operating Services, LLC Walton | 55128 | Walton County Power LLC | 920 Birch Street | Monroe | GA | 30656 | Walton | 33.8148 | -83.6954 | SERC | SOCO | Southern Company Services, Inc. - Trans | Municipality | 22 | NR | 2 | IPP Non-CHP | N |  | N |  | Y | 01-140-000 | N | X |  | Georgia Transmission Corp | 7197 | GA | 230 |  |  | N |  | TRANSCONTINENTAL GAS PIPELINE |  |  |  | N | X
16572 | Salt River Project | 55129 | Desert Basin | 1872 N. Burris Rd. | Casa Grande | AZ | 85193 | Pinal | 32.9042 | -111.7889 | WECC | SRP | Salt River Project | Central Arizona Project Canal | 22 | RE | 1 | Electric Utility | N |  | N |  | N |  | N | X |  | Salt River Project | 16572 | AZ | 230 |  |  | N |  | TRANSWESTERN PIPELINE COMPANY | KINDER MORGAN TEXAS PIPELINE LLC |  |  | N
57141 | Dynegy Kendall Energy LLC | 55131 | Kendall County Generation Facility | 1401 County Line Road | Minooka | IL | 60447 | Kendall | 41.4797 | -88.2581 | RFC | PJM | PJM Interconnection, LLC | Illinois River | 22 | NR | 2 | IPP Non-CHP | N |  | N |  | Y | 99-124-000 |  | X |  | Commonwealth Edison Co | 4110 | IL | 354 |  |  | N |  | ANR PIPELINE COMPANY |  |  |  | N | N
18518 | Tenaska Gateway Partners Ltd | 55132 | Tenaska Gateway Generating Station | State Hwy 315 PO Box 697 | Mt. Enterprise | TX | 75681 | Rusk | 32.0178 | -94.6197 | TRE | ERCO | Electric Reliability Council of Texas, Inc. | Sabine River | 22 | NR | 2 | IPP Non-CHP | N |  | N |  | Y | 99-15-000 | N | X |  | Oncor Electric Delivery Company LLC | 44372 | TX | 345 |  |  | N |  | KINDER MORGAN TEJAS PIPELINE LLC | ENBRIDGE PIPELINES EAST TEXAS |  |  | N | X
18981 | Thomson Corp | 55133 | Thomson Reuters Campus Bldg A-D | 610 Opperman Dr | Eagan | MN | 55123 | Dakota | 44.8196 | -93.1156 | MRO | MISO | Midcontinent Independent Transmission System Operator, Inc.. | Municipality | 323 | NR | 6 | Industrial Non-CHP | N |  | N |  | N |  | N | X |  | Dakota Electric Association | 25177 | MN | 13.8 |  |  | N | [5 empty] | N | X
20856 | Wisconsin Power & Light Co | 55135 | Alliant Energy Neenah | 200 County Road CB | Neenah | WI | 52601 | Winnebago | 44.1936 | -88.5064 | RFC | MISO | Midcontinent Independent Transmission System Operator, Inc.. |  | 22 | RE | 1 | Electric Utility | N |  | N |  | N |  | N | X |  | American Transmission Co | 659 | WI | 138 |  |  | N |  | ANR PIPELINE COMPANY |  |  |  | N
16604 | City of San Antonio - (TX) | 55137 | Rio Nogales Power Project | 711 Rio Nogales Drive | Seguin | TX | 78155 | Guadalupe | 29.5931 | -97.9732 | TRE | ERCO | Electric Reliability Council of Texas, Inc. | Municipality | 22 | RE | 1 | Electric Utility | N |  | N |  | Y | 00-215-000 | N | X |  | Lower Colorado River Authority | 11269 |  | 345 |  |  | N |  | MARKWEST NEW MEXICO L P |  |  |  | N | X
60492 | Walton Discover LLC | 55138 | Walton Discover Power Facility | 215 Lee County Road 315 | Smiths | AL | 36877 | LEE | 32.541 | -85.0389 | SERC | SOCO | Southern Company Services, Inc. - Trans |  | 22 | NR | 2 | IPP Non-CHP | N |  | N |  | Y | 99-11-000 | N | X |  | Georgia Transmission Corp | 7197 |  | 230 |  |  | N | Other - See pipeline notes. |  |  |  | Southern Natural Gas (SONAT) | N | N
6035 | Exelon Power | 55139 | Wolf Hollow I LP | 9201 Wolf Hollow Court | Granbury | TX | 76048 | Hood | 32.3342 | -97.7317 | TRE | ERCO | Electric Reliability Council of Texas, Inc. | Lake Granbury | 22 | NR | 2 | IPP Non-CHP | N |  | N |  | Y | 01-111-000 |  | X |  | Oncor Electric Delivery Company LLC | 44372 | TX | 345 |  |  | N |  | ENTERPRISE TEXAS PIPELINE | ENERGY TRANSFER FUEL LP |  |  | N
13994 | Oglethorpe Power Corporation | 55141 | Hawk Road Facility | 624 Hawk Rd | Franklin | GA | 30217 | Heard | 33.3585 | -84.9914 | SERC | SOCO | Southern Company Services, Inc. - Trans | Heard County Water Authority | 22 | RE | 1 | Electric Utility | N |  | N |  | Y | 99-210-000 |  | X |  | Georgia Transmission Corp | 7197 | GA | 500 |  |  | N |  | TRANSCONTINENTAL GAS PIPELINE |  |  |  | N
1074 | Hays Energy, LLC | 55144 | Hays Energy Project | 1601 Francis Harris Ln | San Marcos | TX | 78666 | Hays | 29.7806 | -97.9894 | TRE | ERCO | Electric Reliability Council of Texas, Inc. | GBRA/City of San Marcos | 22 | NR | 2 | IPP Non-CHP | N |  | N |  | N |  | N | X |  | Lower Colorado River Authority | 11269 |  | 345 |  |  | N |  | OASIS PIPE LINE COMPANY TEXAS LP | ENTERPRISE INTRASTATE LLC |  |  | N | X
7597 | Green Country OP Services LLC | 55146 | Green Country Energy LLC | 12307 S. Florence Ave. | Jenks | OK | 74037 | Tulsa | 35.9833 | -95.9346 | SPP | SWPP | Southwest Power Pool | Municipality | 22 | NR | 2 | IPP Non-CHP | N |  | N |  | Y | 99-149-000 | N | X |  | Public Service Co of Oklahoma | 15474 | OK | 345 |  |  | N | Other - See pipeline notes. |  |  |  | Enable Midstream Partners (Pipeline 37) | N | X
9267 | Hoosier Energy R E C, Inc | 55148 | Worthington Generation LLC | 3 Mi S of Worthington, Hwy 57 | Worthington | IN | 47471 | Greene | 39.0708 | -87.0128 | RFC | MISO | Midcontinent Independent Transmission System Operator, Inc.. | Wells | 22 | RE | 1 | Electric Utility | N |  | N |  | N |  | N | X |  | Hoosier Energy R E C, Inc | 9267 |  | 138 |  |  | N |  | TEXAS GAS TRANSMISSION LLC |  |  | Operator: Utility Safety and Design, Inc | N | X
10576 | Lake Road Generating Co LP | 55149 | Lake Road Generating Plant | 56 Alexander Parkway | Dayville | CT | 6241 | Windham | 41.872 | -71.8958 | NPCC | ISNE | ISO New England Inc. | Dry Cooling | 22 | NR | 2 | IPP Non-CHP | N |  | N |  | Y | 99-67-000 | N | X |  | United Illuminating Co | 19497 | CT | 345 |  |  | N |  | Algonquin Gas Transmission Company |  |  |  | N | N
26853 | La Paloma Generating Co LLC | 55151 | La Paloma Generating LLC | 1760 West Skyline Road | McKittrick | CA | 93251 | Kern | 35.2956 | -119.5919 | WECC | CISO | California Independent System Operator | Municipality | 22 | NR | 2 | IPP Non-CHP | N |  | N |  | Y | 00-75-000 | N | X |  | Pacific Gas & Electric Co | 14328 | CA | 230 |  |  | N | Other - See pipeline notes. | MOJAVE PIPELINE CO LLC |  |  |  | N | N
3790 | BF ATL Realty Services LLC | 55152 | Bank of America Plaza | 600 Peachtree Street N. E. | Atlanta | GA | 30308 | Fulton | 33.7708 | -84.3861 | SERC | SOCO | Southern Company Services, Inc. - Trans |  | 53 | NR | 4 | Commercial Non-CHP | N |  | N |  | N |  | N | X |  | Georgia Power Co | 7140 | GA | 19.8 |  |  | N
57045 | Guadalupe Power Partners LP | 55153 | Guadalupe Generating Station | 5740 Weil Road | Marion | TX | 78124 | Guadalupe | 29.6244 | -98.1419 | TRE | ERCO | Electric Reliability Council of Texas, Inc. | Lake Dunlap | 22 | NR | 2 | IPP Non-CHP | N |  | N |  | Y | 98-100-000 | N | X |  | Lower Colorado River Authority | 11269 |  | 345 |  |  | N |  | DCP MIDSTREAM LP |  |  |  | N
11269 | Lower Colorado River Authority | 55154 | Lost Pines 1 Power Project | 256 Power Plant Road | Bastrop | TX | 78602 | Bastrop | 30.1478 | -97.2714 | TRE | ERCO | Electric Reliability Council of Texas, Inc. | Lake Bastrop | 22 | RE | 1 | Electric Utility | N |  | N |  | N |  | N | X |  | Austin Energy | 1015 | TX | 345 |  |  | N |  | ENERGY TRANSFER COMPANY TEXAS PL LTD | ENTERPRISE TEXAS PIPELINE |  |  | X | X
57229 | MM Albany Energy LLC | 55155 | MM Albany Energy | 5087 Junction Road | Albany | NY | 14094 | Albany | 42.7044 | -73.8509 | NPCC | NYIS | New York Independent System Operator |  | 22 | NR | 2 | IPP Non-CHP | N |  | Y | 97-3-002 | N |  |  | X |  | Niagara Mohawk Power Corp. | 13573 | NY | 34.5 |  |  | N
57230 | MM Prince William Energy LLC | 55156 | MM Prince William Energy | 14811 Dumfries Road | Manassas | VA | 20112 | Prince William | 38.6383 | -77.4147 | SERC | PJM | PJM Interconnection, LLC |  | 22 | NR | 2 | IPP Non-CHP | N |  | N |  | Y | 97-118-00; '99-19-000 |  | X |  | Northern Virginia Elec Coop | 13640 | VA | 12.4 |  |  | N
57231 | MM Tulare Energy LLC | 55160 | MM Tulare Energy | 32982 Riad 80 | Visalia | CA | 93292 | Tulare | 36.388 | -119.394 | WECC |  |  |  | 22 | NR | 2 | IPP Non-CHP | N |  | Y | QF95330006 | N |  |  |  |  | Southern California Edison Co | 17609 | CA | 12.5 |  |  | N
57232 | MM Lopez Energy LLC | 55161 | MM Lopez Energy | 11950 Lopez Canyon Road | Lake View Terrace | CA | 91342 | Los Angeles | 34.2925 | -118.3894 | WECC | CISO | California Independent System Operator |  | 22 | NR | 2 | IPP Non-CHP | N |  | Y | 95-336-001 | N |  |  | X |  | Southern California Edison Co | 17609 | CA | 16 |  |  | N
59630 | DeltaPro Energy Inc | 55163 | MM Hartford Energy | 30 Jennings Road | Hartford | CT | 6162 | Hartford | 41.7861 | -72.6544 | NPCC | ISNE | ISO New England Inc. |  | 22 | NR | 2 | IPP Non-CHP | N |  | Y | 96-60-002 | N |  | N | X |  | Connecticut Light & Power Co | 4176 | CT | 25 |  |  | N | [5 empty] | X | X
5580 | East Kentucky Power Coop, Inc | 55164 | Bluegrass Generating Station | 3095 Commerce Pkwy | LaGrange | KY | 40031 | Oldham | 38.3902 | -85.4133 | SERC | LGEE | LG&E and KU Services Company as agent for Louisville Gas and Electric Company and Kentucky Utilities | Oldham County Water District | 22 | RE | 1 | Electric Utility | N |  | N |  | Y | 02-35-000 | N | X |  | Louisville Gas & Electric Co | 11249 | KY | 345 |  |  | N |  | TEXAS GAS TRANSMISSION LLC |  |  |  | N
11241 | Entergy Louisiana LLC | 55165 | Calcasieu | 1519 Davison Road | Sulphur | LA | 70665 | Calcasieu | 30.1608 | -93.345 | SERC | MISO | Midcontinent Independent Transmission System Operator, Inc.. |  | 22 | RE | 1 | Electric Utility | N |  | N |  | Y | 00-77-000 | N | X |  | Entergy Louisiana LLC | 11241 | LA | 230 |  |  | N |  | GULF SOUTH PIPELINE COMPANY LP | SABINE PIPE LINE LLC |  |  | N
54810 | Broad River Energy LLC | 55166 | Broad River Energy Center | 1124 Victory Trail Road | Gaffney | SC | 29340 | Cherokee | 35.0786 | -81.575 | SERC | DUK | Duke Energy Carolinas | Municipality | 22 | NR | 2 | IPP Non-CHP | N |  | N |  | N |  | N | X |  | Duke Energy Carolinas, LLC | 5416 | SC | 230 |  |  | N |  | TRANSCONTINENTAL GAS PIPELINE |  |  |  | N | N
49768 | Bastrop Energy Partners, LP | 55168 | Bastrop Energy Center | 125 Old Bastrop Road | Cedar Creek | TX | 78602 | Bastrop | 30.1458 | -97.55 | TRE | ERCO | Electric Reliability Council of Texas, Inc. | Colorado River | 22 | NR | 2 | IPP Non-CHP | N |  | N |  | N |  | N | X |  | Lower Colorado River Authority | 11269 |  | 345 |  |  | N |  | ENTERPRISE INTRASTATE LLC | KINDER MORGAN TEXAS PIPELINE LLC |  |  | N | X
88 | Granite Ridge Energy LLC | 55170 | Granite Ridge | 21 North Wentworth Avenue | Londonderry | NH | 3053 | Rockingham | 42.9042 | -71.4261 | NPCC | ISNE | ISO New England Inc. | City of Manchester POTW | 22 | NR | 2 | IPP Non-CHP | N |  | N |  | Y | 00-78-000 |  | X |  | Public Service Co of NH | 15472 | NH | 230 |  |  | N | LIBERTY UTILITIES NENGC CORP | TENNESSEE GAS PIPELINE COMPANY | LIBERTY UTILITIES DBA ENERGY NORTH N |  |  | N | X
55899 | Calpine Bosque Energy Center LLC | 55172 | Bosque County Peaking | PO Box 5436 | Laquna Park | TX | 76644 | Bosque | 31.8594 | -97.3586 | TRE | ERCO | Electric Reliability Council of Texas, Inc. | Brazos River | 22 | NR | 2 | IPP Non-CHP | N |  | N |  | Y | 99-235-000 |  | X |  | Brazos Electric Power Coop Inc | 2172 |  | 345 | 138 |  | N |  | Other - Please explain in pipeline notes below. |  |  | Line owned and operated by Marwest Pinnicle LLC | N | N
3265 | Cleco Power LLC | 55173 | Acadia Energy Center | 30385 Crowley-Eunice Hwy | Eunice | LA | 70535 | Acadia | 30.4286 | -92.4131 | SPP | MISO | Midcontinent Independent Transmission System Operator, Inc.. | Wells | 22 | RE | 1 | Electric Utility | N |  | N |  | N |  | N | X |  | Cleco Power LLC | 3265 | LA | 230 |  |  | N | Other - See pipeline notes. | ANR PIPELINE COMPANY | FLORIDA GAS TRANSMISSION COMPANY |  | Per our Supervisor of NG procurement, "none of these are LDC's. They are interstate and/or intrastate pipelines." | N
49791 | Eastman Cogeneration LP | 55176 | Eastman Cogeneration Facility | Bldg 121, 2290 Callahan Road | Longview | TX | 75602 | Harrison | 32.4481 | -94.6903 | SPP | SWPP | Southwest Power Pool | Ferguson Lake | 22 | NR | 3 | IPP CHP | Y | 01-080-000 | N |  | N |  |  | X |  | Southwestern Electric Power Co | 17698 | TX | 138 |  |  | N |  | KINDER MORGAN TEJAS PIPELINE LLC | GULF SOUTH PIPELINE COMPANY LP |  |  | N
50157 | South Point Energy Center LLC | 55177 | South Point Energy Center | 3779 Courtwright Rd. | Mohave Valley | AZ | 86440 | Mohave | 34.8678 | -114.5317 | WECC | WALC | Western Area Power Administration - Desert Southwest Region | Colorado River | 22 | NR | 2 | IPP Non-CHP | N |  | N |  | Y | 01-309-000 | N | X |  | WAPA-- Western Area Power Administration | 27000 | AZ | 230 |  |  | N |  | TRANSWESTERN PIPELINE COMPANY |  |  |  | N | X
54915 | Dogwood Power Management, LLC | 55178 | Dogwood Energy Facility | 25111 E 175th Street | Pleasant Hill | MO | 64080 | Cass | 38.7931 | -94.3006 | SPP | SWPP | Southwest Power Pool | Municipality | 22 | NR | 2 | IPP Non-CHP | N |  | N |  | Y | 99-141-000 | N | X |  | Kansas City Power & Light Co | 10000 | MO | 161 |  |  | N |  | SOUTHERN STAR CENTRAL GAS PIPELINE | PANHANDLE EASTERN PIPELINE COMPANY |  |  | N
15708 | Rathdrum Operating Services Co., Inc. | 55179 | Rathdrum Power LLC | 9924 West Lancaster Road | Rathdrum | ID | 83858 | Kootenai | 47.7858 | -116.9203 | WECC | AVA | Avista Corporation | Well | 22 | NR | 2 | IPP Non-CHP | N |  | N |  | Y | 99-142-000 | N | X |  | Bonneville Power Administration | 1738 | ID | 230 |  |  | N |  | TRANSCANADA - GAS TRANSMISSION NW |  |  |  | N | X
18320 | Sunrise Power Co LLC | 55182 | Sunrise Power LLC | 12857 Sunrise Road | Fellows | CA | 93224 | Kern | 35.2097 | -119.585 | WECC | CISO | California Independent System Operator | Municipality | 22 | NR | 2 | IPP Non-CHP | N |  | N |  | N |  |  | X |  | Pacific Gas & Electric Co | 14328 | CA | 232 |  |  | N |  | KERN RIVER GAS TRANSMISSION CO |  |  |  | N | N
49893 | Invenergy Services LLC | 55183 | Nelson Energy Center | 1311 Nelson Road | Rock Falls | IL | 61071 | Lee | 41.7744 | -89.6072 | RFC | PJM | PJM Interconnection, LLC | Rock River | 22 | NR | 2 | IPP Non-CHP | N |  | N |  | N |  | N | X |  | Commonwealth Edison Co | 4110 | IL | 345 |  |  | N |  | NATURAL GAS PL CO OF AMERICA |  |  |  | N
24536 | Aera Energy LLC-San Ardo | 55184 | Aera San Ardo Cogen Facility | 66893 Sargent Canyon Rd. | San Ardo | CA | 93450 | Monterey | 35.9533 | -120.86 | WECC | CISO | California Independent System Operator |  | 211 | NR | 7 | Industrial CHP | N |  | N |  | N |  | N | X |  | Pacific Gas & Electric Co | 14328 | CA | 12.47 |  |  | N |  | Other - Please explain in pipeline notes below. |  |  | San Ardo Pipeline Company Owners are Aera Energy LLC and Chevron U.S.A. | N | X
164 | AERA Energy LLC | 55185 | Aera South Belridge Cogen Facility | Highway 33 and Lost Hills Rd | McKittrick | CA | 93251 | Kern | 35.4292 | -119.6864 | WECC | CISO | California Independent System Operator |  | 211 | NR | 7 | Industrial CHP | N |  | N |  | N |  | N | X |  | Pacific Gas & Electric Co | 14328 | CA | 115 |  |  | N | [5 empty] | N | X
56380 | EIF Channelview Cogeneration LLC | 55187 | Channelview Cogeneration Plant | 8580 Sheldon Road | Channelview | TX | 77049 | Harris | 29.837 | -95.1217 | TRE | ERCO | Electric Reliability Council of Texas, Inc. | Lyondell Bassel Chemicals | 22 | NR | 3 | IPP CHP | Y | 01-86-003 | N |  | N |  | N | X |  | CenterPoint Energy | 8901 | TX | 345 | 138 |  | N |  | HOUSTON PL CO LP | KINDER MORGAN TEJAS PIPELINE LLC | KINDER MORGAN TEXAS PIPELINE LLC |  | N | X
4210 | Cordova Energy Co LLC | 55188 | Cordova Energy | 24712 192nd Ave. North | Cordova | IL | 61242 | Rock Island | 41.7122 | -90.2797 | RFC | PJM | PJM Interconnection, LLC | Wells | 22 | NR | 2 | IPP Non-CHP | N |  | N |  | Y | 99-93-000 | N | X |  | MidAmerican Energy Co | 12341 | IL | 345 |  |  | N | MIDAMERICAN ENERGY COMPANY |  |  |  |  | N | N
50096 | NRG Florida LP | 55192 | Osceola (FL) | 5200 Holopaw Road | St. Cloud | FL | 34773 | Osceola | 28.1289 | -81.0978 | FRCC | FPC | Progress Energy Florida | St Johns Water Mgmt District | 22 | NR | 2 | IPP Non-CHP | N |  | N |  | Y | 09-209-000 | N | X |  | Duke Energy Florida, Inc | 6455 | FL | 237 |  |  | N |  | FLORIDA GAS TRANSMISSION COMPANY |  |  |  | N | N
55649 | Ontelaunee Energy Center | 55193 | Ontelaunee Energy Center | 5115 Pottsville Pike | Reading | PA | 19605 | Berks | 40.4219 | -75.9356 | RFC | PJM | PJM Interconnection, LLC | Reading Water Authority | 22 | NR | 2 | IPP Non-CHP | N |  | N |  | Y | 01-24-000 | N | X |  | Metropolitan Edison Co | 12390 | PA | 230 |  |  | N | Other - See pipeline notes. | TEXAS EASTERN TRANSMISSION LP |  |  | Generator connnection through Texas Eastern Transmission LP | N | N
23279 | Allegheny Energy Supply Co LLC | 55196 | FirstEnergy Springdale 1 & 2 | Butler Street Ext | Springdale | PA | 15144 | Allegheny | 40.5467 | -79.7683 | RFC | PJM | PJM Interconnection, LLC | Municipality - Springdale Boro | 22 | NR | 2 | IPP Non-CHP | N |  | N |  | Y | 99-145-000 | N | X |  | West Penn Power Company | 20387 | PA | 138 |  |  | N |  | DOMINION TRANSMISSION INCORPORATED |  |  |  | N | N
18642 | Tennessee Valley Authority | 55197 | Caledonia | 255 Lone Oak Rd. | Steens | MS | 39766 | Lowndes | 33.6464 | -88.2717 | SERC | TVA | Tennessee Valley Authority | Municipality | 22 | RE | 1 | Electric Utility | N |  | N |  | Y | 01-137-000 |  | X |  | Tennessee Valley Authority | 18642 | MS | 500 |  |  | N |  | TENNESSEE GAS PIPELINE COMPANY |  |  |  | N
16124 | Riverside Generating Co LLC | 55198 | Riverside Generating LLC | 25038 Hwy 23 | Catlettsburg | KY | 41129 | Lawrence | 38.1917 | -82.6046 | RFC | PJM | PJM Interconnection, LLC | Big Sandy Water District | 22 | NR | 2 | IPP Non-CHP | N |  | N |  | Y | 00-99-000; '02-36-000 | N | X |  | Kentucky Power Co | 22053 | KY | 345 |  |  | N |  | TENNESSEE GAS PIPELINE COMPANY |  |  |  | N | X
5259 | Elwood Energy LLC | 55199 | Elwood Energy LLC | 24391 Patterson RD | Elwood | IL | 60421 | Will | 41.4388 | -88.1236 | RFC | PJM | PJM Interconnection, LLC |  | 22 | NR | 2 | IPP Non-CHP | N |  | N |  | Y | 99-67-000 |  | X |  | Commonwealth Edison Co | 4110 | IL | 345 |  |  | N |  | NORTHERN BORDER P L CO | ANR PIPELINE COMPANY |  |  | N | N
58517 | SWG Arapahoe, LLC | 55200 | Arapahoe Combustion Turbine Project | 2601 South Platte River Road | Denver | CO | 80223 | Denver | 39.6692 | -105.0018 | WECC | PSCO | Public Service Company of Colorado | Denver Water Department | 22 | NR | 2 | IPP Non-CHP | N |  | N |  | Y | 00-118-000 | N | X |  | Public Service Co of Colorado | 15466 | CO | 115 |  |  | N | PUB SERVICE CO OF COLORADO | PUB SERVICE CO OF COLORADO |  |  |  | N | N
59371 | Mainline Generation LLC | 55201 | Gibson City Energy Center LLC | 545 N. Jordan Dr. | Gibson City | IL | 60936 | Ford | 40.4705 | -88.3987 | SERC | MISO | Midcontinent Independent Transmission System Operator, Inc.. |  | 22 | NR | 2 | IPP Non-CHP | N |  | N |  | Y | 14,9 | N | X |  | Ameren Illinois Company | 56697 | IL | 138 |  |  | N |  | NATURAL GAS PL CO OF AMERICA |  |  |  | N | X
19436 | Union Electric Co - (MO) | 55202 | Pinckneyville | 4646 White Walnut Road | Pinckneyville | IL | 62274 | Perry | 38.1114 | -89.3467 | SERC | MISO | Midcontinent Independent Transmission System Operator, Inc.. |  | 22 | RE | 1 | Electric Utility | N |  | N |  | N |  |  | X |  | Ameren Illinois Company | 56697 | IL | 230 |  |  | N |  | NATURAL GAS PL CO OF AMERICA |  |  |  | N
15222 | Ponnequin Acquisitions, LLC | 55203 | Ponnequin Phase 1 | Interstate 15 Exit 1 | Close to Cheyenne WY | CO | 82001 | Weld | 40.9962 | -104.8249 | WECC | PSCO | Public Service Company of Colorado |  | 22 | NR | 2 | IPP Non-CHP | N |  | Y | 98-44-000 | N |  |  | X |  | Public Service Co of Colorado | 15466 | CO | 115 |  |  | N
19436 | Union Electric Co - (MO) | 55204 | Kinmundy | 2816 Kinoka Road | Patoka | IL | 62854 | Marion | 38.7619 | -89.0128 | SERC | MISO | Midcontinent Independent Transmission System Operator, Inc.. |  | 22 | RE | 1 | Electric Utility | N |  | N |  | N |  |  | X |  | Union Electric Co - (MO) | 19436 | MO | 138 |  |  | N |  | NATURAL GAS PL CO OF AMERICA |  |  |  | N
4383 | Corpus Christi Cogeneration LLC | 55206 | Corpus Christi Energy Center | 3952 Buddy Lawrence Drive | Corpus Christi | TX | 78407 | Nueces | 27.8139 | -97.4283 | TRE | ERCO | Electric Reliability Council of Texas, Inc. | Corpus Christi Ship Channel | 22 | NR | 3 | IPP CHP | Y | 98-39-000 | N |  | N |  | N | X |  | AEP Texas Central Company | 3278 | TX | 138 |  |  | N |  | SOUTHCROSS ENERGY LLC |  |  |  | N
1415 | SWG Colorado LLC | 55207 | Valmont Combustion Turbine Project | 1800 N 63rd | Boulder | CO | 80302 | Boulder | 40.0205 | -105.2009 | WECC | PSCO | Public Service Company of Colorado | Hill Crest Reservoir | 22 | NR | 2 | IPP Non-CHP | N |  | N |  | Y | 00-118-000 | N | X |  | Public Service Co of Colorado | 15466 | CO | 115 |  |  | N | PUB SERVICE CO OF COLORADO | PUB SERVICE CO OF COLORADO |  |  |  | N | N
59496 | Allete Clean Energy | 55208 | Lake Benton I | Highway 14 | Lake Benton | MN | 56149 | Lincoln | 44.2917 | -96.375 | MRO | MISO | Midcontinent Independent Transmission System Operator, Inc.. |  | 22 | NR | 2 | IPP Non-CHP | N |  | N |  | Y | 97-86-000 | N | X |  | Northern States Power Co - Minnesota | 13781 | MN | 34.5 |  |  | N | [5 empty] | N | X
15473 | Public Service Co of NM | 55210 | Afton Generating Station | 10100 West Afton Road | La Mesa | NM | 88044 | Dona Ana | 32.1142 | -106.8465 | WECC | PNM | Public Service Company of New Mexico | Wells | 22 | RE | 1 | Electric Utility | N |  | N |  | N |  | N | X |  | El Paso Electric Co | 5701 | NM | 345 |  |  | N |  | EL PASO NATURAL GAS COMPANY LLC |  |  |  | N | X
641 | ANP Bellingham Energy Company LLC | 55211 | ANP Bellingham Energy Project | 155 Maple Street | Bellingham | MA | 2019 | Norfolk | 42.1106 | -71.4535 | NPCC | ISNE | ISO New England Inc. | None | 22 | NR | 2 | IPP Non-CHP | N |  | N |  | Y | 00-125-000 | N | X |  | Massachusetts Electric Co | 11804 | MA | 345 |  |  | N |  | Algonquin Gas Transmission Company |  |  |  | N
656 | ANP Blackstone Energy Company LLC | 55212 | ANP Blackstone Energy Project | 204 Elm Street | Blackstone | MA | 1504 | Worcester | 42.0599 | -71.5158 | NPCC | ISNE | ISO New England Inc. | air cooled condensers | 22 | NR | 2 | IPP Non-CHP | N |  | N |  | Y | 00-126-000 |  | X |  | NSTAR Electric Company | 54913 | MA | 345 |  |  | N | Other - See pipeline notes. | TENNESSEE GAS PIPELINE COMPANY |  |  |  | N | N
14298 | Odessa-Ector Power Partners LP | 55215 | Odessa Ector Generating Station | 2200 I-20 East | Odessa | TX | 79766 | Ector | 31.8403 | -102.3264 | TRE | ERCO | Electric Reliability Council of Texas, Inc. | Wells | 22 | NR | 2 | IPP Non-CHP | N |  | N |  | Y | 99-242-000 | N | X |  | Oncor Electric Delivery Company LLC | 44372 | TX | 345 |  |  | N |  | EL PASO NATURAL GAS COMPANY LLC | ONEOK WES TEX TRANSMISSION LLC |  |  | N | X
54755 | Morris Cogeneration LLC | 55216 | Morris Cogeneration LLC | 8805 N Tabler Rd. | Morris | IL | 60450 | Grundy | 41.4119 | -88.3328 | RFC | PJM | PJM Interconnection, LLC | Wells | 22 | NR | 3 | IPP CHP | Y | 97-140-000 | N |  | N |  | N | X |  | Commonwealth Edison Co | 4110 | IL | 141 |  |  | N | NICOR GAS |  |  |  |  | N | X
2843 | Los Medanos Energy Center LLC | 55217 | Los Medanos Energy Center | PO BOX 551, 750 East Third St. | Pittsburg | CA | 94565 | Contra Costa | 38.0301 | -121.873 | WECC | CISO | California Independent System Operator | Delta Diablo Sanitation Dist | 22 | NR | 3 | IPP CHP | Y | 01-14-000 | N |  | N |  | N | X |  | Pacific Gas & Electric Co | 14328 | CA | 115 |  |  | N | PACIFIC GAS |  |  |  |  | N | X
12685 | Entergy Mississippi Inc | 55218 | Hinds Energy Facility | 3889 Beasley Road | Jackson | MS | 39213 | Hinds | 32.379 | -90.2199 | SERC | MISO | Midcontinent Independent Transmission System Operator, Inc.. | Wells | 22 | RE | 1 | Electric Utility | N |  | N |  | Y | 01-65-000 | N | X |  | Entergy Mississippi Inc | 12685 | MS | 236 |  |  | N |  | TEXAS EASTERN TRANSMISSION LP |  |  |  | N
12685 | Entergy Mississippi Inc | 55220 | Attala | 2261Attala Road 4969 | Sallis | MS | 39160 | Attala | 33.0147 | -89.6753 | SERC | MISO | Midcontinent Independent Transmission System Operator, Inc.. | Big Black River | 22 | RE | 1 | Electric Utility | N |  | N |  | Y | 01-74-000 | N | X |  | Entergy Mississippi Inc | 12685 | MS | 500 |  |  | N | TEXAS GAS SERVICE | TEXAS EASTERN TRANSMISSION LP |  |  |  | N
807 | Arkansas Electric Coop Corp | 55221 | Harry L. Oswald | 17400 Hwy 365 | Little Rock | AR | 72206 | Pulaski | 34.5923 | -92.2166 | SERC | MISO | Midcontinent Independent Transmission System Operator, Inc.. | Municipality | 22 | RE | 1 | Electric Utility | N |  | N |  | N |  | N | X |  | Entergy Arkansas Inc | 814 | AR | 500 |  |  | N |  | NATURAL GAS PL CO OF AMERICA |  |  |  | N | X
50094 | Lincoln Generating Facility LLC | 55222 | Lincoln Generating Facility | 27150 S. Kankakee St. | Manhattan | IL | 60442 | Will | 41.3933 | -87.9436 | RFC | PJM | PJM Interconnection, LLC | Wells | 22 | NR | 2 | IPP Non-CHP | N |  | N |  | Y | 00-80-000 | N | X |  | Commonwealth Edison Co | 4110 | IL | 354 |  |  | N |  | NORTHERN BORDER P L CO |  |  |  | N | X
5761 | Ennis Power Company LLC | 55223 | Ennis Power Company LLC | 4001 West Ennis Avenue | Ennis | TX | 75119 | Ellis | 32.32 | -96.675 | TRE | ERCO | Electric Reliability Council of Texas, Inc. | City of Ennis WWT | 22 | NR | 2 | IPP Non-CHP | N |  | N |  | Y | 99-108-000 | N | X |  | Oncor Electric Delivery Company LLC | 44372 | TX | 138 |  |  | N | ATMOS ENERGY CORPORATION | ENTERPRISE TEXAS PIPELINE | ENERGY TRANSFER FUEL LP |  |  | N | X
15470 | Duke Energy Indiana, LLC | 55224 | Wheatland Generating Facility | 480 North Hall Road | Wheatland | IN | 47597 | Knox | 38.6716 | -87.2931 | RFC | MISO | Midcontinent Independent Transmission System Operator, Inc.. | Black Beauty Lake | 22 | RE | 1 | Electric Utility | N |  | N |  | Y | 00-79-000 | N | X |  | Duke Energy Indiana Inc | 15470 | IN | 345 |  |  | N |  | MIDWESTERN GAS TRANSMISSION COMPANY |  |  |  | N | N
2897 | Oneta Power LLC | 55225 | Oneta Energy Center | 25142 East 105th ST. South | Broken Arrow | OK | 74014 | Wagoner | 36.0119 | -95.6967 | SPP | SWPP | Southwest Power Pool | Municipality | 22 | NR | 2 | IPP Non-CHP | N |  | N |  | Y | 00-114-000 | N | X |  | Public Service Co of Oklahoma | 15474 | OK | 345 |  |  | N |  | ENABLE GAS TRANSMISSION LLC |  |  |  | N | X
6763 | Freestone Power Generation LLC | 55226 | Freestone Energy Center | 1366 FM 488 | Fairfield | TX | 75840 | Freestone | 31.8907 | -96.1131 | TRE | ERCO | Electric Reliability Council of Texas, Inc. | Richland Chambers Resovoir | 22 | NR | 2 | IPP Non-CHP | N |  | N |  | N |  | N | X |  | Oncor Electric Delivery Company LLC | 44372 | TX | 345 |  |  | N |  | MOJAVE PIPELINE CO LLC |  |  |  | N
5302 | AES Ohio Generation LLC | 55227 | Hardinsburg Electric Generating Station | NA | NA | KY | 40143 | Breckinridge | 37.7667 | -86.5439 | RFC |  |  |  | 22 | NR | 2 | IPP Non-CHP | N |  | N |  | N |  | N | X | [7 empty] | N | [5 empty] | N
7004 | Buckeye Power, Inc | 55228 | Greenville Electric Generating Station | 5119 Sebring Warner Road | Greenville | OH | 45331 | Darke | 40.0758 | -84.6151 | RFC | PJM | PJM Interconnection, LLC |  | 22 | RE | 1 | Electric Utility | N |  | N |  | Y | 04-76-000 | N | X |  | Dayton Power & Light Co | 4922 | OH | 69 |  |  | N |  | VECTREN ENERGY DELIVERY OF OHIO |  |  |  | N | X
5302 | AES Ohio Generation LLC | 55229 | Montpelier Electric Generating Station | 8495 South 450 West | Poneto | IN | 46781 | Wells | 40.6206 | -85.3057 | RFC | MISO | Midcontinent Independent Transmission System Operator, Inc.. |  | 22 | NR | 2 | IPP Non-CHP | N |  | N |  | Y | 04-76-000 | N | X |  | Indiana Michigan Power Co | 9324 | IN | 345 |  |  | N |  | PANHANDLE EASTERN PIPELINE COMPANY |  |  |  | N
2172 | Brazos Electric Power Coop Inc | 55230 | Jack County | 3844 Henderson Ranch rd. | Bridgeport | TX | 76426 | Wise | 33.101 | -97.9574 | TRE | ERCO | Electric Reliability Council of Texas, Inc. | Lake Bridgeport | 22 | RE | 1 | Electric Utility | N |  | N |  | N |  | Y | Y | OP | Oncor Electric Delivery Company LLC | 44372 | TX | 345 | 138 |  | N | ATMOS ENERGY CORPORATION | NATURAL GAS PL CO OF AMERICA LLC | NATURAL GAS PL CO OF AMERICA LLC |  |  | N
27031 | Liberty Electric Power LLC | 55231 | Liberty Electric Power Plant | 1000 Industrial Highway | Eddystone | PA | 19022 | Delaware | 39.8614 | -75.3358 | RFC | PJM | PJM Interconnection, LLC | Municipality | 22 | NR | 2 | IPP Non-CHP | N |  | N |  | Y | 00-21-000 |  | X |  | PECO Energy Co | 14940 | PA | 238 |  |  | N |  | TEXAS EASTERN TRANSMISSION LP |  |  |  | N | N
18642 | Tennessee Valley Authority | 55232 | Marshall Energy Facility | 6264 Industrial Parkway | Calvert City | KY | 42029 | Marshall | 37.0286 | -88.3958 | SERC | TVA | Tennessee Valley Authority |  | 22 | RE | 1 | Electric Utility | N |  | N |  | Y | 02-48-000 |  | X |  | Tennessee Valley Authority | 18642 | KY | 161 |  |  | N | TEXAS GAS SERVICE | TEXAS GAS TRANSMISSION LLC |  |  |  | N
8027 | Handsome Lake Energy LLC | 55233 | Handsome Lake Energy LLC | 173 Complanter Lane | Kennerdell | PA | 16374 | Venango | 41.2908 | -79.8061 | RFC | PJM | PJM Interconnection, LLC | Wells | 22 | NR | 2 | IPP Non-CHP | N |  | N |  | Y | 00-18-000; '01-18-000 | N | X |  | Pennsylvania Electric Co | 14711 | PA | 345 |  |  | N |  | TENNESSEE GAS PIPELINE COMPANY |  |  | 300 Line | N | X
19436 | Union Electric Co - (MO) | 55234 | Audrain Generating Station | 40897 Highway P | Vandalia | MO | 63382 | Audrain | 39.3092 | -91.5369 | SERC | MISO | Midcontinent Independent Transmission System Operator, Inc.. | municipality | 22 | RE | 1 | Electric Utility | N |  | N |  | Y | 01-150-000 |  | X |  | Union Electric Co - (MO) | 19436 | MO | 345 |  |  | N |  | PANHANDLE EASTERN PIPELINE COMPANY |  |  |  | N
59921 | Dynegy Lee Energy Facility | 55236 | Lee Energy Facility | 1674 Red Brick Rd. | Dixon | IL | 61021 | Lee | 41.8287 | -89.4054 | RFC | PJM | PJM Interconnection, LLC | Well | 22 | NR | 2 | IPP Non-CHP | N |  | N |  | Y | 01-37-000 | N | X |  | Commonwealth Edison Co | 4110 | IL | 345 |  |  | N |  | NATURAL GAS PL CO OF AMERICA |  |  |  | N | X
60168 | Shelby County Energy Center, LLC | 55237 | Energy Shelby County | 3575 E 400 North Road | Neoga | IL | 62447 | Shelby | 39.2794 | -88.4772 | SERC | MISO | Midcontinent Independent Transmission System Operator, Inc.. | City Of Neoga, Lake Matton | 22 | NR | 2 | IPP Non-CHP | N |  | N |  | Y | 04-77-000 | N | X |  | Ameren Illinois Company | 56697 | IL | 138 |  |  | N |  | TRUNKLINE GAS COMPANY |  |  |  | N | N
60504 | Rockford Generation LLC | 55238 | NRG Rockford I | 136 Harrison Ave | Rockford | IL | 61104 | Winnebago | 42.2386 | -89.1012 | RFC | PJM | PJM Interconnection, LLC |  | 22 | NR | 2 | IPP Non-CHP | N |  | N |  | N |  | N | X |  | Commonwealth Edison Co | 4110 | IL | 138 |  |  | N | Other - See pipeline notes. |  |  |  | Northern Illinois Gas Corporation (NICOR) | N | N
22131 | Red Oak Operating Services LLC | 55239 | Red Oak Power LLC | 832 Red Oak Lane | Sayerville | NJ | 8872 | Middlesex | 40.4487 | -74.3489 | RFC | PJM | PJM Interconnection, LLC | Municipality | 22 | NR | 2 | IPP Non-CHP | N |  | N |  | N |  | N | X |  | Jersey Central Power & Lt Co | 9726 | NJ | 230 |  |  | N | NEW JERSEY NATURAL GAS | PUBLIC SERVICE ELECTRIC & GAS CO |  |  |  | N | N
12739 | Mobile Energy LLC | 55241 | Hog Bayou Energy Center | 1003 Paper Mill Rd. | Mobile | AL | 36610 | Mobile | 30.7478 | -88.0575 | SERC | SOCO | Southern Company Services, Inc. - Trans | MAWSS | 22 | NR | 2 | IPP Non-CHP | N |  | N |  | Y | 01-32-000 | N | X |  | Alabama Power Co | 195 | AL | 115 |  |  | N | MOBILE GAS SVC CORP |  |  |  |  | N
54692 | Santa Rosa Energy Center LLC | 55242 | Santa Rosa Energy Center | 5001 Sterling Way | Pace | FL | 32571 | Santa Rosa | 30.5664 | -87.115 | SERC | SOCO | Southern Company Services, Inc. - Trans | Well | 22 | NR | 3 | IPP CHP | Y | 97-138-001 | N |  | N |  | N | X |  | Gulf Power Co | 7801 | FL | 230 |  |  | N | Other - See pipeline notes. | Other - Please explain in pipeline notes below. |  |  | Boardwalk Pipeline Partners | N | X
13582 | NRG Astoria Gas Turbine Operations Inc | 55243 | Astoria Gas Turbines | 31-01 20th Avenue | Astoria | NY | 11105 | Queens | 40.787 | -73.9048 | NPCC | NYIS | New York Independent System Operator |  | 22 | NR | 2 | IPP Non-CHP | N |  | N |  | Y | 99-167-000 | N | X |  | Consolidated Edison Co-NY Inc | 4226 | NY | 138 |  |  | N | Other - See pipeline notes. |  |  |  | Consolidated Edison Co-NY Inc | N | N
13994 | Oglethorpe Power Corporation | 55244 | Doyle Energy Facility | 1318 Gratis Road | Monroe | GA | 30656 | Walton | 33.8377 | -83.6996 | SERC | SOCO | Southern Company Services, Inc. - Trans | Municipality | 22 | RE | 1 | Electric Utility | N |  | N |  | Y | 00-106-000 |  | X |  | Georgia Transmission Corp | 7197 | GA | 230 |  |  | N |  | TRANSCONTINENTAL GAS PIPELINE |  |  |  | N
19145 | DTE Tuscola, LLC | 55245 | Tuscola Station | 625 East US Highway 36 | Tuscola | IL | 61953 | Douglas | 39.7982 | -88.3498 | SERC | MISO | Midcontinent Independent Transmission System Operator, Inc.. | Ameren Cips | 325 | NR | 7 | Industrial CHP | Y | 99-100-000 | N |  | N |  | N | X |  | Ameren Illinois Company | 56697 | IL | 12.5 |  |  | N |  | PANHANDLE EASTERN PIPELINE COMPANY |  |  |  | N | N
58620 | AEP Generation Resources Inc | 55247 | Darby Electric Generating Station | 12509 Adkins Road | Mt Sterling | OH | 43143 | Pickaway | 39.7139 | -83.1778 | RFC | PJM | PJM Interconnection, LLC |  | 22 | NR | 2 | IPP Non-CHP | N |  | N |  | Y | 04-76-000 |  | X |  | Ohio Power Co | 14006 | OH | 345 |  |  | N |  | COLUMBIA GAS TRANSMISSION CORP |  |  |  | N
5302 | AES Ohio Generation LLC | 55248 | Tait Electric Generating Station | 2101 Arbor Boulevard | Dayton | OH | 45439 | Montgomery | 39.7277 | -84.2095 | RFC | PJM | PJM Interconnection, LLC |  | 22 | NR | 2 | IPP Non-CHP | N |  | N |  | Y | 04-76-000 | N | X |  | Dayton Power & Light Co | 4922 | OH | 69 |  |  | N |  | TEXAS EASTERN TRANSMISSION LP |  |  |  | N
57043 | University Park Energy LLC | 55250 | University Park South | 2635 Dralle Road | University Park | IL | 60484 | Will | 41.4409 | -87.7532 | RFC | PJM | PJM Interconnection, LLC | Municipality | 22 | NR | 2 | IPP Non-CHP | N |  | N |  | N |  | N | X |  | Commonwealth Edison Co | 4110 | IL | 138 |  |  | N | Other - See pipeline notes. | ANR PIPELINE COMPANY |  |  | Direct connection to ANR Pipeline Co. | N | X
18642 | Tennessee Valley Authority | 55251 | Gleason Generating Facility | 1166 James Mill Road | Gleason | TN | 38229 | Weakley | 36.2454 | -88.612 | SERC | TVA | Tennessee Valley Authority | Well | 22 | RE | 1 | Electric Utility | N |  | N |  | N |  |  | X |  | Tennessee Valley Authority | 18642 | TN | 500 |  |  | N |  | ANR PIPELINE COMPANY |  |  |  | N
15473 | Public Service Co of NM | 55252 | Eddy County Generating Station |  |  | NM |  | Eddy |  |  | WECC |  |  |  | 22 | RE | 1 | Electric Utility | N |  | N |  | N |  | N | X | [9 empty] | None
50166 | Crete Energy Venture LLC | 55253 | Crete Energy Venture LLC | 25400 Hartman Drive | Crete | IL | 60417 | Will | 41.4294 | -87.6187 | RFC | PJM | PJM Interconnection, LLC | Municipality | 22 | NR | 2 | IPP Non-CHP | N |  | N |  | Y | 02-93-000 | N | X |  | Commonwealth Edison Co | 4110 | IL | 345 |  |  | N |  | ANR PIPELINE COMPANY | VECTOR PIPELINE CO |  |  | N | X
56195 | BP Alternative Energy | 55259 | Whiting Clean Energy | 2155 Standard Ave. | Whiting | IN | 46394 | Lake | 41.6739 | -87.4775 | RFC | MISO | Midcontinent Independent Transmission System Operator, Inc.. | Lake Michigan | 22 | NR | 3 | IPP CHP | N |  | N |  | Y | 01-1300 | N | X |  | Northern Indiana Pub Serv Co | 13756 | IN | 138 |  |  | N |  | NORTHERN INDIANA PUBLIC SERVICE CO |  |  |  | N | X
40577 | American Mun Power-Ohio, Inc | 55262 | Bowling Green Generating Station | 1225 North College Drive | Bowling Green | OH | 43402 | Wood | 41.3974 | -83.6412 | RFC | PJM | PJM Interconnection, LLC |  | 22 | RE | 1 | Electric Utility | N |  | N |  | N |  | N | X |  | City of Bowling Green - (OH) | 2054 | OH | 69 |  |  | N |  | COLUMBIA GAS TRANSMISSION CORP |  |  |  | X | X
40577 | American Mun Power-Ohio, Inc | 55263 | Galion Generating Station | 900 South Street | Galion | OH | 44835 | Crawford | 40.7167 | -82.789 | RFC | PJM | PJM Interconnection, LLC |  | 22 | RE | 1 | Electric Utility | N |  | N |  | N |  | N | X |  | City of Galion | 6914 | OH | 69 |  |  | N |  | COLUMBIA GAS TRANSMISSION CORP |  |  |  | X | X
40577 | American Mun Power-Ohio, Inc | 55264 | Napoleon Peaking Station | 775 Interchange Drive | Napoleon | OH | 43545 | Henry | 41.4079 | -84.1095 | RFC | PJM | PJM Interconnection, LLC |  | 22 | RE | 1 | Electric Utility | N |  | N |  | N |  | N | X |  | City of Napoleon - (OH) | 13209 | OH | 69 |  |  | N |  | ANR PIPELINE COMPANY |  |  |  | X | X
26867 | Lake Benton Power Part II LLC | 55265 | Lake Benton II | 150 Evans Street | Ruthton | MN | 56170 | Pipestone | 44.1294 | -96.117 | MRO | MISO | Midcontinent Independent Transmission System Operator, Inc.. |  | 22 | NR | 2 | IPP Non-CHP | N |  | N |  | Y | 99-9-000 |  | X |  | Northern States Power Co - Minnesota | 13781 | MN | 230 |  |  | N
17650 | Southern Power Co | 55267 | Edward L. Addison Generating Plant | 95 Edward L. Addison Parkway | Thomaston | GA | 30286 | Upson | 32.9111 | -84.3064 | SERC | SOCO | Southern Company Services, Inc. - Trans | Municipality | 22 | NR | 2 | IPP Non-CHP | N |  | N |  | Y | 97-42-000 | N | X |  | Georgia Power Co | 7140 | GA | 230 |  |  | N |  | SOUTHERN NATURAL GAS COMPANY |  |  |  | N | X
18642 | Tennessee Valley Authority | 55269 | TVA Southaven Combined Cycle | 2882 Stateline Rd | Southhaven | MS | 38671 | DeSoto | 34.9939 | -90.0378 | SERC | TVA | Tennessee Valley Authority | Wells | 22 | RE | 1 | Electric Utility | N |  | N |  | Y | 00-31-000 |  | X |  | Tennessee Valley Authority | 18642 | MS | 500 |  |  | N | Other - See pipeline notes. | Other - Please explain in pipeline notes below. |  |  | Texal Gas Transmission, LLC | N
4254 | Consumers Energy Co | 55270 | Jackson Generating Station | 2219 Chapin St | Jackson | MI | 49203 | Jackson | 42.2488 | -84.3767 | RFC | MISO | Midcontinent Independent Transmission System Operator, Inc.. | Municipality | 22 | RE | 1 | Electric Utility | N |  | N |  | Y | 02-110-000; '02-111 | N | X |  | ITC Transmission | 56068 | MI | 138 |  |  | N |  | VECTOR PIPELINE CO |  |  |  | N
31386 | Tenaska Alabama Partners LP | 55271 | Tenaska Lindsay Hill Generating Station | 3405 County Road 26 | Billingsley | AL | 36006 | Autauga | 32.6514 | -86.7386 | SERC | SOCO | Southern Company Services, Inc. - Trans | Alabama River | 22 | NR | 2 | IPP Non-CHP | N |  | N |  | Y | 01-137-001 | N | X |  | Alabama Power Co | 195 | AL | 500 |  |  | N |  | TRANSCONTINENTAL GAS PIPELINE |  |  |  | N
18016 | State Farm Mutual Auto Ins Co | 55274 | State Farm Support Center East | 3000 Marconi Drive | Alpharetta | GA | 30005 | Fulton | 34.086 | -84.245 | SERC | SOCO | Southern Company Services, Inc. - Trans | Municipality | 521 | NR | 4 | Commercial Non-CHP | N |  | N |  | N |  | N | X |  | Georgia Power Co | 7140 | GA | 12.47 |  |  | Y | [5 empty] | X | X
733 | Appalachian Power Co | 55276 | Ceredo Generating Station | 1662 Walker Branch Road | Huntington | WV | 25704 | Wayne | 38.3681 | -82.5339 | RFC | PJM | PJM Interconnection, LLC | City of Kenova | 22 | RE | 1 | Electric Utility | N |  | N |  | N |  | N | X |  | Appalachian Power Co | 733 | WV | 138 |  |  | N |  | COLUMBIA GAS TRANSMISSION CORP |  |  |  | N | X
5199 | Devon Energy Production Co | 55278 | Beaver Creek Gas Plant | 380 Beaver Creek Road | Riverton | WY | 82501 | Fremont | 42.8475 | -108.3136 | WECC | WACM | Western Area Power Administration - Rocky Mountain Region | Well | 211 | NR | 7 | Industrial CHP | N |  | N |  | N |  | N | X |  | High Plains Power Inc | 8566 | WY | 24.9 |  |  | N |  | None |  |  | N/A This generator is located at a natural gas plant | N | X
60503 | Aurora Generation LLC | 55279 | Aurora | 2909 North Eola Road | Aurora | IL | 60504 | DuPage | 41.8151 | -88.2265 | RFC | PJM | PJM Interconnection, LLC | Well | 22 | NR | 2 | IPP Non-CHP | N |  | N |  | Y | 04-77-000 | N | X |  | Commonwealth Edison Co | 4110 | IL | 220 |  |  | N | Other - See pipeline notes. |  |  |  | Kinder Morgan NGPL | N | X
6035 | Exelon Power | 55281 | Southeast Chicago Energy Project | 3141 East 96th St. | Chicago | IL | 60617 | Cook | 41.7181 | -87.5449 | RFC | PJM | PJM Interconnection, LLC | City of Chicago | 22 | NR | 2 | IPP Non-CHP | N |  | N |  | N |  | N | X |  | Commonwealth Edison Co | 4110 | IL | 138 |  |  | N | PEOPLES GAS LIGHT AND COKE COMPANY |  |  |  |  | N | X
56812 | Arlington Valley LLC | 55282 | Arlington Valley Energy Facility | 39027 W Elliot Road | Arlington | AZ | 85322 | Maricopa | 33.3417 | -112.8897 | WECC | DEAA | Arlington Valley, LLC - AVBA | Well | 22 | NR | 2 | IPP Non-CHP | N |  | N |  | Y | 02-40-000 | N | X |  | Salt River Project | 16572 | AZ | 530 |  |  | N |  | EL PASO NATURAL GAS COMPANY LLC |  |  |  | N | X
3989 | City of Colorado Springs - (CO) | 55283 | Front Range Power Plant | 6615 Generation Drive | Fountain | CO | 80817 | El Paso | 38.6281 | -104.7069 | WECC | WACM | Western Area Power Administration - Rocky Mountain Region | Air Cooled | 22 | RE | 1 | Electric Utility | N |  | N |  | Y | 00-159-000 | N | X |  | City of Colorado Springs - (CO) | 3989 | CO | 230 |  |  | N |  | COLORADO INTERSTATE GAS COMPANY LLC |  |  |  | N | X
60432 | Middle River Power II, LLC | 55284 | Big Sandy Peaker Plant | 2570 Route 52 | Kenona | WV | 25530 | Wayne | 38.3441 | -82.5938 | RFC | PJM | PJM Interconnection, LLC | Municipality | 22 | NR | 2 | IPP Non-CHP | N |  | N |  | Y | 01-17-000 | N | X |  | Appalachian Power Co | 733 | WV | 138 |  |  | N |  | COLUMBIA GAS TRANSMISSION CORP |  |  |  | N | X
60432 | Middle River Power II, LLC | 55285 | Wolf Hills Energy | 14555 Industrial Park Rd | Bristol | VA | 24202 | Washington | 36.6644 | -82.1044 | RFC | PJM | PJM Interconnection, LLC | Municipality | 22 | NR | 2 | IPP Non-CHP | N |  | N |  | Y | 00-210-000 | N | X |  | Appalachian Power Co | 733 | WV | 138 |  |  | N |  | EAST TENNESSEE NATURAL GAS LLC |  |  |  | N | X
17650 | Southern Power Co | 55286 | Oleander Power Project LP | 555 Townsend Rd | Cocoa | FL | 32926 | Brevard | 28.3661 | -80.7947 | FRCC | FPL | Florida Power & Light Company | Municipality | 22 | NR | 2 | IPP Non-CHP | N |  | N |  | Y | 00-209-000; '00-210-000 |  | X |  | Florida Power & Light Co | 6452 | FL | 230 |  |  | N |  | FLORIDA GAS TRANSMISSION COMPANY |  |  |  | N | X
59496 | Allete Clean Energy | 55287 | Storm Lake II | 5320 50th Ave | Alta | IA | 51002 | Buena Vista | 42.8417 | -95.405 | MRO | MISO | Midcontinent Independent Transmission System Operator, Inc.. |  | 22 | NR | 2 | IPP Non-CHP | N |  | N |  | Y | 98-53-000 | N | X |  | ITC Midwest LLC | 56161 |  | 69 |  |  | N | [5 empty] | N | X
59178 | Brookfield Black Bear Hydro, LLC | 55288 | Medway Hydro | Route 116 | Medway | ME | 4460 | Penobscot | 45.6072 | -68.5453 | NPCC | ISNE | ISO New England Inc. | W Branch Penobscot River | 22 | NR | 2 | IPP Non-CHP | N |  | N |  | Y | 99-776-000 | N | X |  | Emera Maine | 1179 | ME | 46 |  |  | N
2929 | Decatur Energy Center LLC | 55292 | Decatur Energy Center | 2024 Highway Hwy 20 | Decatur | AL | 35601 | Morgan | 34.6292 | -87.0214 | SERC | TVA | Tennessee Valley Authority | Tennessee River | 22 | NR | 2 | IPP Non-CHP | N |  | N |  | N |  | N | X |  | Tennessee Valley Authority | 18642 | AL | 161 |  |  | N |  | AMERICAN MIDSTREAM BAMAGAS LLC |  |  |  | N | X
29122 | Morgan Energy Center LLC | 55293 | Morgan Energy Center | 1410 Red Hat Road | Decatur | AL | 35601 | Morgan | 34.6397 | -87.0639 | SERC | TVA | Tennessee Valley Authority | Tennessee River | 22 | NR | 3 | IPP CHP | Y | 01-84-000 | N |  | N |  | N | X |  | Tennessee Valley Authority | 18642 | AL | 161 |  |  | N |  | AMERICAN MIDSTREAM ALA INTRASTATE |  |  |  | N | N
2891 | Westbrook Energy Center | 55294 | Westbrook Energy Center Power Plant | 60 Eisenhower Drive | Westbrook | ME | 4092 | Cumberland | 43.6575 | -70.375 | NPCC | ISNE | ISO New England Inc. | Portland Water District | 22 | NR | 2 | IPP Non-CHP | N |  | N |  | Y | 01-24-000 | N | X |  | Central Maine Power Co | 3266 | ME | 118 |  |  | N |  | MARITIMES NORTHEAST PIPELINE LLC |  |  |  | N | X
58453 | AltaGas Blythe Operations Inc | 55295 | Blythe Energy Inc | 385 N Buck Blvd. | Blythe | CA | 92225 | Riverside | 33.6157 | -114.6865 | WECC | CISO | California Independent System Operator | Wells | 22 | NR | 2 | IPP Non-CHP | N |  | N |  | Y | 02-30-000 | N | X |  | Southern California Edison Co | 17609 | CA | 230 |  |  | N | SOUTHERN CALIFORNIA GAS COMPANY |  |  |  |  | N | X
56213 | IPA Operations Inc - Calumet | 55296 | Calumet Energy Team LLC | 11653 S Torrance Ave | Chicago | IL | 60617 | Cook | 41.6835 | -87.5563 | RFC | PJM | PJM Interconnection, LLC |  | 22 | NR | 2 | IPP Non-CHP | N |  | N |  | Y | 01-389-000 |  | X |  | Commonwealth Edison Co | 4110 | IL | 138 |  |  | N | PEOPLES GAS LIGHT AND COKE COMPANY |  |  |  |  | N | X
21579 | New Covert Generating Company LLC | 55297 | New Covert Generating Facility | 26000 77th Street | Covert | MI | 49043 | Van Buren | 42.3224 | -86.2937 | RFC | MISO | Midcontinent Independent Transmission System Operator, Inc.. | Lake Michigan | 22 | NR | 2 | IPP Non-CHP | N |  | N |  | Y | 03-65-000 | N | X |  | ITC Transmission | 56068 | MI | 345 |  |  | N |  | ANR PIPELINE COMPANY |  |  |  | N
54817 | Fairless Energy LLC | 55298 | Fairless Energy Center | 50 Energy Drive | Fairless Hills | PA | 19030 | Bucks | 40.1475 | -74.7411 | RFC | PJM | PJM Interconnection, LLC | Delaware River | 22 | NR | 2 | IPP Non-CHP | N |  | N |  | N |  | N | X |  | PECO Energy Co | 14940 | PA | 230 |  |  | N |  | TRANSCONTINENTAL GAS PIPELINE |  |  |  | N | X
3370 | Channel Energy Center LLC | 55299 | Channel Energy Center LLC | 451 Light Company Road | Pasadena | TX | 77506 | Harris | 29.7189 | -95.2319 | TRE | ERCO | Electric Reliability Council of Texas, Inc. | Coastal Water Authority | 22 | NR | 3 | IPP CHP | Y | 01-74-000 | N |  | N |  |  | X |  | CenterPoint Energy | 8901 | TX | 345 | 138 |  | N |  | KINDER MORGAN TEJAS PIPELINE LLC | KINDER MORGAN TEXAS PIPELINE LLC |  |  | N | X
29849 | Wasatch Integrated Waste Management | 55302 | Wasatch Energy Systems Energy Recovery | 3404 North 650 East | Layton | UT | 84041 | Davis | 41.1097 | -111.9554 | WECC | PACE | PacifiCorp - East | Air cooled condensor used | 22 | NR | 3 | IPP CHP | N |  | N |  | N |  | N | X |  | PacifiCorp | 14354 | UT | 7.2 |  |  | N | QUESTAR GAS COMPANY
2671 | Baconton Power LLC | 55304 | Baconton Power Plant | 2237 Hatcher Hill Rd | Baconton | GA | 31716 | Mitchell | 31.3869 | -84.08 | SERC | SOCO | Southern Company Services, Inc. - Trans | Floridian Aquifer | 22 | NR | 2 | IPP Non-CHP | N |  | N |  | Y | 00-146-000 | N | X |  | Georgia Transmission Corp | 7197 | GA | 230 |  |  | N |  | SOUTHERN NATURAL GAS COMPANY |  |  |  | N | X
14412 | Gila River Power Station LP | 55306 | Gila River Power Station | 1250 East Watermelon Road | Gila Bend | AZ | 85337 | Maricopa | 32.975 | -112.6944 | WECC | GRMA | Gila River Power, LLC | Wells | 22 | NR | 2 | IPP Non-CHP | N |  | N |  | Y | 00-84-000 | N | X |  | Arizona Public Service Co | 803 | AZ | 500 |  |  | N | Other - See pipeline notes. | EL PASO NATURAL GAS COMPANY LLC | TRANSWESTERN PIPELINE COMPANY |  |  | N
57295 | DTE Calvert City LLC | 55308 | Calvert City | 480 N Main | Calvert City | KY | 42029 | Marshall | 37.0483 | -88.3539 | SERC | TVA | Tennessee Valley Authority | Tennessee River | 325188 | NR | 7 | Industrial CHP | N |  | N |  | N |  | N | X |  | Tennessee Valley Authority | 18642 | KY | 13.2 |  |  | N | 5P GAS PIPELINE CO | TEXAS GAS TRANSMISSION LLC |  |  |  | N | N
56304 | Air Products LLC | 55309 | Air Products Port Arthur | 1801 S Gulfway Drive | Port Arthur | TX | 77640 | Jefferson | 29.8665 | -93.9651 | SERC | MISO | Midcontinent Independent Transmission System Operator, Inc.. | Valer Port Arthur Refinery | 32512 | NR | 7 | Industrial CHP | Y | 99-84-002 | N |  | N |  |  | X |  | Entergy Texas Inc. | 55937 | TX | 230 |  |  | N |  | None |  |  |  | N | X
1182 | BASF Corporation | 55311 | BASF Freeport Works | 602 Copper Rd | Feeeport | TX | 77541 | Brazoria | 29.002 | -95.394 | TRE | ERCO | Electric Reliability Council of Texas, Inc. | Brazos River | 325 | NR | 7 | Industrial CHP | Y | 99-39-000 | N |  | N |  | N | X |  | CenterPoint Energy | 8901 | TX | 138 |  |  | N |  | HOUSTON PL CO LP |  |  |  | N | X
23102 | FreePort-McMoRan-Corp-Cobre Mines | 55312 | Freeport McMoRan Cobre Mining | 303 Fierro Road | Hanover | NM | 88041 | Grant | 32.8561 | -108.0847 | WECC | PNM | Public Service Company of New Mexico | Wells | 2122 | NR | 6 | Industrial Non-CHP | N |  | N |  | N |  |  | X |  | Public Service Co of NM | 15473 | NM | 69 |  |  | N | [5 empty] | N | X
26469 | Ingleside Cogeneration LP | 55313 | Ingleside Cogeneration | St. Hwy 361 | Houston | TX | 77046 | San Patricio | 27.8828 | -97.2428 | TRE | ERCO | Electric Reliability Council of Texas, Inc. | San Patricio Municipal Water | 325 | NR | 7 | Industrial CHP | Y | 98-18-001 | N |  | Y | 98-18-000 |  | X |  | AEP Texas Central Company | 3278 | TX | 138 |  |  | N |  | KINDER MORGAN TEJAS PIPELINE LLC | SOUTHCROSS ENERGY LLC |  |  | N
361 | Industrial Energy Applications Inc | 55315 | Alliant SBD 9702 Cedar Graphics | 311 Parsons Dr | Hiawatha | IA | 52233 | Linn | 42.0417 | -91.675 | MRO | MISO | Midcontinent Independent Transmission System Operator, Inc.. |  | 22 | NR | 2 | IPP Non-CHP | N |  | N |  | N |  | N | X |  |  |  |  | 0.48 |  |  | N | [5 empty] | N | X
59368 | Calpine Fore River Energy Center, LLC | 55317 | Fore River Generating Station | 9 Bridge Street | North Weymouth | MA | 2191 | Norfolk | 42.2422 | -70.9661 | NPCC | ISNE | ISO New England Inc. | Air Cooled Condenser | 22 | NR | 2 | IPP Non-CHP | N |  | N |  | Y | 98-46-000 | N | X |  | NSTAR Electric Company | 54913 | MA | 115 |  |  | N |  | ALGONQUIN GAS TRANSMISSION COMPANY |  |  |  | N | X
14610 | Orlando Utilities Comm | 55318 | Indian River | 7800 South Highway US 1 | Titusville | FL | 32780 | Brevard | 28.4932 | -80.7802 | FRCC | FMPP | Florida Municipal Power Pool | Indian River | 22 | RE | 1 | Electric Utility | N |  | N |  | N |  | N | X |  | Orlando Utilities Comm | 14610 | FL | 115 |  |  | N |  | FLORIDA GAS TRANSMISSION COMPANY |  |  |  | N | X
38021 | Athens Regional Medical Center | 55319 | Athens Regional Medical Center | 1199 Prince Ave | Athens | GA | 30606 | Clarke | 33.9625 | -83.3981 | SERC | SOCO | Southern Company Services, Inc. - Trans |  | 622 | NR | 4 | Commercial Non-CHP | N |  | N |  | N |  | N | X |  | Georgia Power Co | 7140 | GA | 0.48 |  |  | N | [5 empty] | X | X
21668 | Wise County Power Company LLC | 55320 | Wise County Power LLC | 800 Boons Creek Lane | Poolville | TX | 76487 | Wise | 33.0583 | -97.9103 | TRE | ERCO | Electric Reliability Council of Texas, Inc. | Municipality | 22 | NR | 2 | IPP Non-CHP | N |  | N |  | Y | 00-240-000 | N | X |  | Oncor Electric Delivery Company LLC | 44372 | TX | 350 |  |  | N | ATMOS ENERGY CORPORATION | NATURAL GAS PL CO OF AMERICA LLC |  |  |  | N | X
13407 | Nevada Power Co | 55322 | Chuck Lenzie Generating Station | 11405 US Highway 93 | Apex | NV | 89124 | Clark | 36.3837 | -114.9218 | WECC | NEVP | Nevada Power Company | Wells | 22 | RE | 1 | Electric Utility | N |  | N |  | N |  |  | X |  | Nevada Power Co | 13407 | NV | 500 |  |  | N |  | KERN RIVER GAS TRANSMISSION CO |  |  |  | N
2838 | Baytown Energy Center LLC | 55327 | Baytown Energy Center | 8605 FM 1405 | Baytown | TX | 77520 | Chambers | 29.7731 | -94.9019 | TRE | ERCO | Electric Reliability Council of Texas, Inc. | Coastal Water Authority/Muncpl | 22 | NR | 3 | IPP CHP | Y | 01-41-000 | N |  | N |  | N | X |  | CenterPoint Energy | 8901 | TX | 345 |  |  | N |  | KINDER MORGAN TEJAS PIPELINE LLC | ENTERPRISE TEXAS PIPELINE | KINDER MORGAN TEXAS PIPELINE LLC | SPECTRA(TETCO) | N | N
7869 | Hermiston Power Partnership | 55328 | Hermiston Power Partnership | 78910 Simplot Road | Hermiston | OR | 97838 | Umatilla | 45.794 | -119.3133 | WECC | CSTO | Constellation Energy Control and Dispatch, LLC | Municipality | 22 | NR | 2 | IPP Non-CHP | N |  | N |  | Y | 02-103-000 | N | X |  | Bonneville Power Administration | 1738 | OR | 500 |  |  | N |  | TRANSCANADA - GAS TRANSMISSION NW |  |  |  | N | N
59416 | SEPG Operating Services, LLC WCP | 55332 | Washington County Power LLC | 1177 County Line Road | Sandersville | GA | 31082 | Washington | 33.0922 | -82.98 | SERC | SOCO | Southern Company Services, Inc. - Trans | Wells | 22 | NR | 2 | IPP Non-CHP | N |  | N |  | Y | 02-11-000 | N | X |  | Georgia Transmission Corp | 7197 | GA | 230 |  |  | N |  | SOUTHERN NATURAL GAS COMPANY |  |  |  | N | N
5030 | Delta Energy Center LLC | 55333 | Delta Energy Center | 1200 Arcy Lane | Pittsburg | CA | 94565 | Contra Costa | 38.0169 | -121.8439 | WECC | CISO | California Independent System Operator | Delta Diablo Sanitation Dist | 22 | NR | 2 | IPP Non-CHP | N |  | N |  | N |  | N | X |  | Pacific Gas & Electric Co | 14328 | CA | 230 |  |  | N | PACIFIC GAS | PACIFIC GAS | CPN PIPELINE COMPANY |  |  | N | X
49974 | NAES Corporation - (WA) | 55334 | Holland Energy Facility | 2160 E 000 North Road | Beecher City | IL | 62414 | Shelby | 39.2231 | -88.7584 | SERC | MISO | Midcontinent Independent Transmission System Operator, Inc.. | Kaskaskia River | 22 | RE | 1 | Electric Utility | N |  | N |  | Y | 00-211-000 | N | X |  | Ameren Illinois Company | 56697 | IL | 345 |  |  | N |  | NATURAL GAS PL CO OF AMERICA |  |  |  | X | X
60414 | TC Ironwood | 55337 | TalenEnergy Ironwood LLC | 305 Prescott Road | Lebanon | PA | 17042 | Lebanon | 40.3509 | -76.3658 | RFC | PJM | PJM Interconnection, LLC | Quarry-DRBC | 22 | NR | 2 | IPP Non-CHP | N |  | N |  | Y | 99-86-0000 | N | X |  | Metropolitan Edison Co | 12390 | PA | 230 |  |  | N |  | TEXAS EASTERN TRANSMISSION LP |  |  |  | N | X
15399 | Avangrid Renewables LLC | 55339 | Phoenix Wind Power LLC | 19020 Indian Ave PO Box 581010 | North Palm Springs | CA | 92258 | Riverside | 33.9167 | -116.55 | WECC | CISO | California Independent System Operator |  | 22 | NR | 2 | IPP Non-CHP | N |  | N |  | Y | 01-5-000 |  | X |  | Southern California Edison Co | 17609 | CA | 34 |  |  | N
924 | Associated Electric Coop, Inc | 55340 | Dell Power Station | 301 E State Highway 18 | Dell | AR | 72426 | Mississippi | 35.8619 | -90.0253 | SERC | AECI | Associated Electric Cooperative, Inc. | Wells | 22 | RE | 1 | Electric Utility | N |  | N |  | Y | 00-169-000 | N | X |  | Associated Electric Coop, Inc | 924 |  | 500 |  |  | N |  | ENABLE GAS TRANSMISSION LLC |  |  |  | N | X
56769 | Consolidated Edison Development Inc. | 55342 | Woodstock Windfarm | 996 190th Avenue | Woodstock | MN | 56186 | Pipestone | 43.9858 | -96.0786 | MRO | MISO | Midcontinent Independent Transmission System Operator, Inc.. |  | 22 | NR | 2 | IPP Non-CHP | N |  | Y | 06-138-000 | Y | 99-171-000 |  | X |  | Northern States Power Co - Minnesota | 13781 | MN | 34.5 |  |  | N
15473 | Public Service Co of NM | 55343 | Luna Energy Facility | 1895 Arrowhead Dr., NW | Deming | NM | 88030 | Luna | 32.2993 | -107.7834 | WECC | PNM | Public Service Company of New Mexico | Wells | 22 | RE | 1 | Electric Utility | N |  | N |  | N |  | N | X |  | El Paso Electric Co | 5701 | NM | 345 |  |  | N |  | EL PASO NATURAL GAS COMPANY LLC |  |  |  | N | X
14274 | Otay Mesa Energy Center LLC | 55345 | Otay Mesa Generating Project | 606 De LA Fuente Court | San Diego | CA | 92154 | San Diego | 32.5815 | -116.915 | WECC | CISO | California Independent System Operator | Air Cooled | 22 | NR | 2 | IPP Non-CHP | N |  | N |  | N |  | N | X |  | San Diego Gas & Electric Co | 16609 | CA | 230 |  |  | N | SAN DIEGO GAS AND ELECTRIC COMPANY |  |  |  |  | N | N
56412 | IPA Operations Inc - Armstrong | 55347 | Armstrong | 2313 State Route 156 | Shelocta | PA | 15774 | Armstrong | 40.638 | -79.3517 | RFC | PJM | PJM Interconnection, LLC |  | 22 | NR | 2 | IPP Non-CHP | N |  | N |  | Y | 00-28-000 | N | X |  | West Penn Power Company | 20387 | PA | 500 |  |  | N |  | DOMINION TRANSMISSION INCORPORATED |  |  |  | N
56533 | Troy Energy LLC | 55348 | Troy Energy LLC | 22379 Pemberville Road | Luckey | OH | 43443 | Wood | 41.4772 | -83.4598 | RFC | PJM | PJM Interconnection, LLC |  | 22 | NR | 2 | IPP Non-CHP | N |  | N |  | Y | 00-28-000 |  | X |  | American Transmission Systems Inc | 56162 |  | 345 |  |  | N | EAST OHIO GAS COMP DOMINION EAST OH | DOMINION TRANSMISSION INCORPORATED |  |  |  | N | X
55749 | Pleasants Energy LLC | 55349 | Pleasants Energy LLC | 10319 South Pleasants Highway | St Mary's | WV | 26170 | Pleasants | 39.3325 | -81.3642 | RFC | PJM | PJM Interconnection, LLC | Municipality | 22 | NR | 2 | IPP Non-CHP | N |  | N |  | Y | 00-28-000 | N | X |  | Monongahela Power Co | 12796 | WV | 138 |  |  | N |  | DOMINION TRANSMISSION INCORPORATED |  |  |  | N | X
733 | Appalachian Power Co | 55350 | Dresden Energy Facility | 9595 McGlade School Road | Dresden | OH | 43821 | Muskingum | 40.0928 | -82.0276 | RFC | PJM | PJM Interconnection, LLC | Muskingum River | 22 | RE | 1 | Electric Utility | N |  | N |  | Y | 00-28 |  | X |  | Appalachian Power Co | 733 | OH | 138 |  |  | N |  | DOMINION TRANSMISSION INCORPORATED |  |  |  | N
11664 | Mark Technologies Corp | 55352 | Alta Mesa Project Phase IV | 12501 White Water Canyon Road | White Water | CA | 92282 | Riverside | 33.9464 | -116.6633 | WECC | CISO | California Independent System Operator |  | 22 | NR | 2 | IPP Non-CHP | N |  | N |  | N |  | N | X |  | Southern California Edison Co | 17609 | CA | 21 |  |  | N | [5 empty] | X | X
59182 | Energy Operations Group LLC (MN) | 55353 | Lakota Ridge LLC | City Road 1 | Hendricks | MN | 56142 | Lincoln | 44.3996 | -96.4284 | MRO | MISO | Midcontinent Independent Transmission System Operator, Inc.. |  | 22 | NR | 2 | IPP Non-CHP | N |  | Y | 06-139-000 | Y | 98-110-000 | N | X |  | Northern States Power Co - Minnesota | 13781 | MN | 34.5 |  |  | N
59182 | Energy Operations Group LLC (MN) | 55354 | Shaokatan Hills LLC | City Road 1 | Hendricks | MN | 56142 | Lincoln | 44.4217 | -96.4347 | MRO | MISO | Midcontinent Independent Transmission System Operator, Inc.. |  | 22 | NR | 2 | IPP Non-CHP | N |  | Y | 06-137-000 | Y | 98-111-000 |  | X |  | Northern States Power Co - Minnesota | 13781 | MN | 34.5 |  |  | N
2171 | Brazos Valley Energy | 55357 | Brazos Valley Generating Facility | 3440 Lockwood Rd. | Thompsons | TX | 77481 | Fort Bend | 29.4731 | -95.6244 | TRE | MISO | Midcontinent Independent Transmission System Operator, Inc.. | Brazos River | 22 | NR | 2 | IPP Non-CHP | N |  | N |  | Y | 01-245 | N | X |  | CenterPoint Energy | 8901 | TX | 345 |  |  | N |  | HOUSTON PL CO LP |  |  |  | N | X
4405 | Cottonwood Energy Co LP | 55358 | Cottonwood Energy Project | 976 County Road 4213 | Deweyville | TX | 77614 | Newton | 30.2588 | -93.7353 | SERC | MISO | Midcontinent Independent Transmission System Operator, Inc.. | Sabine River | 22 | NR | 2 | IPP Non-CHP | N |  | N |  | Y | 01-46-000 | N | X |  | Entergy Gulf States - LA LLC | 55936 | LA | 500 |  |  | N |  | ENBRIDGE PIPELINES EAST TEXAS |  |  |  | N | N
19316 | Two Elk Generation Partners LP | 55360 | Two Elk Generating Station | Wyoming Highway 450 | Wright | WY | 82732 | Campbell | 43.7175 | -105.4975 | WECC | PACE | PacifiCorp - East | Wells | 22 | NR | 2 | IPP Non-CHP | N |  | N |  | Y | 97-9-000 | Y | Y | OS | PacifiCorp | 14354 | WY | 230 |  |  | N | [5 empty] | N | X
13756 | Northern Indiana Pub Serv Co | 55364 | Sugar Creek Power | 5900 Darwin Rd. | West Terre Haute | IN | 47885 | Vigo | 39.3931 | -87.5108 | RFC | MISO | Midcontinent Independent Transmission System Operator, Inc.. | Wells | 22 | RE | 1 | Electric Utility | N |  | N |  | Y | 02-84-000 | N | X |  | Duke Energy Indiana Inc | 15470 | IN | 345 |  |  | N |  | MIDWESTERN GAS TRANSMISSION COMPANY |  |  |  | N
6035 | Exelon Power | 55365 | Exelon LaPorte Generating Station | 10202 Strang Rd. | LaPorte | TX | 77571 | Harris | 29.7028 | -95.0718 | TRE | ERCO | Electric Reliability Council of Texas, Inc. | Municipality | 22 | NR | 2 | IPP Non-CHP | N |  | N |  | N |  | N | X |  | CenterPoint Energy | 8901 | TX | 138 |  |  | N |  | KINDER MORGAN TEXAS PIPELINE LLC |  |  |  | N | X
20424 | West Texas Wind Energy Partners LLC | 55367 | West Texas Wind Energy LLC | 120 E. 5th Street | McCamey | TX | 79752 | Upton | 31.1392 | -102.2253 | TRE | ERCO | Electric Reliability Council of Texas, Inc. |  | 22 | NR | 2 | IPP Non-CHP | N |  | N |  | N |  | N | X |  | AEP Texas North Company | 20404 | TX | 34.5 |  |  | N | [5 empty] | Y | N
34688 | CHI Energy Inc | 55368 | Wethersfield Wind Farm | 4179 Poplar Tree Road | Gainesville | NY | 14066 | Wyoming | 42.6788 | -78.2438 | NPCC | NYIS | New York Independent System Operator |  | 22 | NR | 2 | IPP Non-CHP | N |  | N |  | Y | 00-1928-00 |  | X |  | Niagara Mohawk Power Corp. | 13573 | NY | 34.5 |  |  | N
7972 | Hamakua Energy Partners LP | 55369 | Hamakua Energy Plant | 45-300 Lehua St. | Honokaa | HI | 96727 | Hawaii | 20.0939 | -155.4711 | HICC |  |  | Wells | 22 | NR | 2 | IPP Non-CHP | N |  | N |  | Y | 98-14-000 | N | X |  | Hawaii Electric Light Co Inc | 8287 | HI | 69 |  |  | N | [5 empty] | X | X
6862 | Green Mountain Storage, LLC | 55370 | Green Mountain Storage, LLC | 226 Schrock Road | Garrett | PA | 15542 | Somerset | 39.8514 | -79.0706 | RFC | PJM | PJM Interconnection, LLC |  | 22 | NR | 2 | IPP Non-CHP | N |  | N |  | N |  | N | X |  | Somerset Rural Elec Coop, Inc | 40167 | PA | 25 |  |  | Y | [5 empty] | N | N
32790 | New Harquahala Generating Co, LLC | 55372 | Harquahala Generating Project | 2530 North 491 Ave | Tonopah | AZ | 85354 | Maricopa | 33.476 | -113.1134 | WECC | HGMA | New Harquahala Generating Company, LLC - HGBA | HVID & Well | 22 | NR | 2 | IPP Non-CHP | N |  | N |  | Y | 01-81-000 | N | X |  | Salt River Project | 16572 | AZ | 525 |  |  | N |  | EL PASO NATURAL GAS COMPANY LLC |  |  |  | N | X
22979 | Astoria Energy LLC | 55375 | Astoria Energy | 17-10 Steinway Street | New York | NY | 11105 | Queens | 40.7825 | -73.8964 | NPCC | NYIS | New York Independent System Operator | N/A Air Cooled | 22 | NR | 2 | IPP Non-CHP | N |  | N |  | Y | 01-335-000 | N | X |  | Consolidated Edison Co-NY Inc | 4226 | NY | 138 |  |  | N | CONSOLIDATED EDISON NEW YORK INC |  |  |  |  | N | N
23279 | Allegheny Energy Supply Co LLC | 55377 | FirstEnergy Gans | Gans Road | Gans | PA | 15439 | Fayette | 39.7475 | -79.8389 | RFC | PJM | PJM Interconnection, LLC | Municipality | 22 | NR | 2 | IPP Non-CHP | N |  | N |  | N |  | N | X |  | West Penn Power Company | 20387 | PA | 138 |  |  | N |  | COLUMBIA GAS TRANSMISSION CORP |  |  |  | N | N
814 | Entergy Arkansas Inc | 55380 | Union Power Station | 6434 Calion Hwy | El Dorado | AR | 71730 | Union | 33.2961 | -92.5894 | SERC | MISO | Midcontinent Independent Transmission System Operator, Inc.. | Ouachita River | 22 | NR | 2 | IPP Non-CHP | N |  | N |  | Y | 99-56-000 | N | X |  | Entergy Arkansas Inc | 814 | AR | 500 |  |  | N |  | Other - Please explain in pipeline notes below. |  |  | Republic Midstream | N
4194 | Commonwealth Chesapeake Co LLC | 55381 | Commonwealth Chesapeake | 3415 White Oak Way | New Church | VA | 23415 | Accomack | 37.9892 | -75.54 | RFC | PJM | PJM Interconnection, LLC | Wells | 22 | NR | 2 | IPP Non-CHP | N |  | N |  | Y | 99-415-001; 99-415-003 | N | X |  | Delmarva Power | 5027 | DE | 138 |  |  | N | [5 empty] | N | X
13994 | Oglethorpe Power Corporation | 55382 | Thomas A Smith Energy Facility | 925 Loopers Bridge Road | Dalton | GA | 30721 | Murray | 34.7094 | -84.9175 | SERC | SOCO | Southern Company Services, Inc. - Trans | Municipality | 22 | RE | 1 | Electric Utility | N |  | N |  | Y | 02-28-000 |  | X |  | Georgia Power Co | 7140 | GA | 230 |  |  | N |  | EAST TENNESSEE NATURAL GAS LLC |  |  |  | N
5302 | AES Ohio Generation LLC | 55384 | Harrod Electric Generating Station | NA | NA | OH | 45850 | Allen | 40.7028 | -83.8992 | RFC |  |  |  | 22 | NR | 2 | IPP Non-CHP | N |  | N |  | N |  | N | X
5302 | AES Ohio Generation LLC | 55385 | Fairmount Electric Generating | NA | NA | IN | 46938 | Grant | 40.4714 | -85.5017 | RFC |  |  |  | 22 | NR | 2 | IPP Non-CHP | N |  | N |  | N |  | N | X
4028 | Columbia Energy LLC | 55386 | Columbia Energy Center (SC) | 100 Calpine Way | Gaston | SC | 29053 | Calhoun | 33.8697 | -81.0178 | SERC | SCEG | South Carolina Electric & Gas Company | Congaree River (Indirectly) | 22 | NR | 3 | IPP CHP | Y | 00-79-000 | N |  | N |  | N | X |  | South Carolina Electric&Gas Company | 17539 | SC | 230 | 115 |  | N |  | CAROLINA GAS TRANSMISSION CORP |  |  |  | N | X
18050 | State Farm Mutual Auto Ins Co | 55390 | State Farm Insur Support Center Central | 8225 Brent Branch Drive | Irving | TX | 75063 | Dallas | 32.9192 | -96.9894 | TRE | ERCO | Electric Reliability Council of Texas, Inc. | Municipality | 521 | NR | 4 | Commercial Non-CHP | N |  | N |  | N |  | N | X |  | Oncor Electric Delivery Company LLC | 44372 | TX | 25 |  |  | N | ATMOS ENERGY CORPORATION
24121 | Calpine -RockGen Energy | 55391 | RockGen Energy Center | 2346 Clearview Road | Cambridge | WI | 53523 | Dane | 42.9767 | -89.0492 | MRO | MISO | Midcontinent Independent Transmission System Operator, Inc.. |  | 22 | NR | 2 | IPP Non-CHP | N |  | N |  | Y | 99-48-00 |  | X |  | American Transmission Co | 659 | WI | 138 |  |  | N |  | ANR PIPELINE COMPANY |  |  |  | N
21191 | Zion Energy LLC | 55392 | Zion Energy Center | 5701 Ninth Street | Zion | IL | 60099 | Lake | 42.4776 | -87.895 | RFC | PJM | PJM Interconnection, LLC | Wells | 22 | NR | 2 | IPP Non-CHP | N |  | N |  | Y | 02-1319-000 | N | X |  | Commonwealth Edison Co | 4110 | IL | 345 |  |  | N |  | NATURAL GAS PL CO OF AMERICA |  |  |  | N
2799 | Calpine Corp - Metcalf Energy Center | 55393 | Metcalf Energy Center | 1 Blanchard RD, PO BOX 13190 | San Jose | CA | 95013 | Santa Clara | 37.2207 | -121.7457 | WECC | CISO | California Independent System Operator | San Jose Municipality | 22 | NR | 2 | IPP Non-CHP | N |  | N |  | N |  | N | X |  | Pacific Gas & Electric Co | 14328 | CA | 230 |  |  | N |  | PACIFIC GAS |  |  |  | N | N
3702 | Clarksdale Public Utilities | 55395 | Crossroads Energy Center | 240 Hicks Street | Clarksdale | MS | 38614 | Coahoma | 34.183 | -90.5621 | SERC | MISO | Midcontinent Independent Transmission System Operator, Inc.. |  | 22 | RE | 1 | Electric Utility | N |  | N |  | N |  | N | X |  | Entergy Mississippi Inc | 12685 | MS | 230 |  |  | N | TEXAS GAS SERVICE |  |  |  |  | N | X
49750 | FPL Energy Green Power | 55396 | Green Power I | 19020 N Indian Avenue | North Palm Springs | CA | 92258 | Riverside | 33.9014 | -116.7167 | WECC | CISO | California Independent System Operator |  | 22 | NR | 2 | IPP Non-CHP | N |  | N |  | Y | 99-140-000 |  | X |  | Southern California Edison Co | 17609 | CA | 230 |  |  | N
59922 | Dynegy Washington Energy Facility | 55397 | Washington Energy Facility | 859 ST RT 83 | Beverly | OH | 45715 | Washington | 39.58 | -81.6564 | RFC | PJM | PJM Interconnection, LLC | Muskingum River | 22 | NR | 2 | IPP Non-CHP | N |  | N |  | Y | 03-77-000 | N | X |  | Ohio Power Co | 14006 | OH | 345 |  |  | N | EAST OHIO GAS COMP DOMINION EAST OH | TEXAS EASTERN TRANSMISSION LP |  |  |  | N | N
34164 | Elk Hills Power LLC | 55400 | Elk Hills Power LLC | 4026 Skyline Road | Tupman | CA | 93276 | Kern | 35.2803 | -119.4707 | WECC | CISO | California Independent System Operator | West Kern Water District | 22 | NR | 3 | IPP CHP | Y | 12-252-000, 12-252-001, 12-252-002, 12-252-003 | N |  | Y | 12-252-000, 12-252-001, 12-252-002, 12-252-003 | N | X |  | Pacific Gas & Electric Co | 14328 | CA | 230 |  |  | N | Other - See pipeline notes. | Other - Please explain in pipeline notes below. |  |  | California Resources Elk Hills Kern Mojave Pipeline | N | X
56558 | Rolling Hills Generating LLC | 55401 | Rolling Hills Generating | 43111 State Rt 160 | Wilkesville | OH | 45695 | Vinton | 39.0839 | -82.3328 | RFC | PJM | PJM Interconnection, LLC | Municipality | 22 | NR | 2 | IPP Non-CHP | N |  | N |  | Y | 02-38-000 | N | X |  | Ohio Power Co | 14006 | OH | 765 |  |  | N |  | TEXAS EASTERN TRANSMISSION LP |  |  |  | N | X
5109 | DTE Electric Company | 55402 | Renaissance Power Plant | 950 N. Division St | Carson City | MI | 48811 | Montcalm | 43.1864 | -84.8429 | RFC | MISO | Midcontinent Independent Transmission System Operator, Inc.. | Carson City Municipal Wtr Dist | 22 | RE | 1 | Electric Utility | N |  | N |  | N |  | N | X |  | Michigan Electric Transmission Company | 56163 | MI | 345 |  |  | N |  | DTE GAS COMPANY |  |  |  | N | X
3131 | Carville Energy LLC | 55404 | Carville Energy LLC | 4322 LA 30 | St Gabriel | LA | 70776 | Iberville | 30.2294 | -91.065 | SERC | MISO | Midcontinent Independent Transmission System Operator, Inc.. | Mississippi River | 22 | NR | 3 | IPP CHP | Y | 98-83-001 | N |  | N |  |  | X |  | Entergy Louisiana LLC | 11241 | LA | 230 |  |  | N |  | ACADIAN GAS P L SYS | BRIDGELINE HOLDINGS LP |  |  | N | X
32173 | New Athens Generating Company LLC | 55405 | Athens Generating Plant | 9300 U S Highway 9W | Athens | NY | 12015 | Greene | 42.2728 | -73.8492 | NPCC | NYIS | New York Independent System Operator | Hudson River | 22 | NR | 2 | IPP Non-CHP | N |  | N |  | N |  |  | X |  | Niagara Mohawk Power Corp. | 13573 | NY | 345 |  |  | N |  | IROQUOIS GAS TRANSMISSION SYS LP |  |  |  | N | X
59423 | SEPG Operating Services, LLC Effingham | 55406 | Effingham County Power Project | 3440 McCall Road | Rincon | GA | 31326 | Effingham | 32.2773 | -81.2844 | SERC | SOCO | Southern Company Services, Inc. - Trans | Municipality | 22 | NR | 2 | IPP Non-CHP | N |  | N |  | Y | 01-141-000 | N | X |  | Georgia Transmission Corp | 7197 | GA | 230 |  |  | N |  | SOUTHERN NATURAL GAS COMPANY |  |  |  | N | X
34028 | Calhoun Power Co LLC | 55409 | Calhoun Energy Center | 720 Green Valley Dr | Eastaboga | AL | 36260 | Calhoun | 33.5883 | -85.9731 | SERC | SOCO | Southern Company Services, Inc. - Trans |  | 22 | NR | 2 | IPP Non-CHP | N |  | N |  | Y | 01-212-000 | N | X |  | Alabama Power Co | 195 | AL | 230 | 115 |  | N |  | SOUTHERN NATURAL GAS COMPANY |  |  |  | N | X
55987 | CER Generation LLC | 55411 | Hillabee Energy Center | 152 Brick Plant Road | Alexander City | AL | 35010 | Tallapoosa | 33.0007 | -85.9033 | SERC | SOCO | Southern Company Services, Inc. - Trans | Municipality | 22 | NR | 2 | IPP Non-CHP | N |  | N |  | N |  | N | X |  | Alabama Power Co | 195 | AL | 230 |  |  | N |  | TRANSCONTINENTAL GAS PIPELINE |  |  |  | N | X
54693 | Osprey Energy Center | 55412 | Osprey Energy Center Power Plant | 1651 W. Derby Ave. | Auburndale | FL | 33823 | Polk | 28.0525 | -81.8083 | FRCC | TEC | Tampa Electric Company | Wells, Municipality | 22 | NR | 2 | IPP Non-CHP | N |  | N |  | N |  |  | X |  | Tampa Electric Co | 18454 | FL | 240 |  |  | N |  | GULFSTREAM NATURAL GAS SYSTEM LLC |  |  |  | N | N
40192 | Shady Hills Power Co LLC | 55414 | Shady Hills Generating Station | 14240 Merchant Energy Way | Shady Hills | FL | 34610 | Pasco | 28.3665 | -82.5586 | FRCC | FPC | Progress Energy Florida | Wells | 22 | NR | 2 | IPP Non-CHP | N |  | N |  | Y | 02-45-000 | N | X |  | Duke Energy Florida, Inc | 6455 | FL | 230 |  |  | N |  | FLORIDA GAS TRANSMISSION COMPANY |  |  |  | N | X
39125 | Vandolah Power Co LLC | 55415 | Vandolah Power Station | 2394 Vandolah Road | Wauchula | FL | 33873 | Hardee | 27.5236 | -81.924 | FRCC | FPC | Progress Energy Florida | Wells | 22 | NR | 2 | IPP Non-CHP | N |  | N |  | Y | 02-106-000 | N | X |  | Duke Energy Florida, Inc | 6455 | FL | 230 |  |  | N | PEOPLES GAS SYS | FLORIDA GAS TRANSMISSION COMPANY |  |  |  | N
19436 | Union Electric Co - (MO) | 55417 | Raccoon Creek Energy Center | 676 Cypress Drive | Flora | IL | 62839 | Clay | 38.6996 | -88.5392 | SERC | MISO | Midcontinent Independent Transmission System Operator, Inc.. |  | 22 | RE | 1 | Electric Utility | N |  | N |  | Y | 01-13-000 |  | X |  | Union Electric Co - (MO) | 19436 | MO | 345 |  |  | N |  | ENABLE GAS TRANSMISSION LLC |  |  |  | N
814 | Entergy Arkansas Inc | 55418 | Hot Spring Generating Facility | 696 Black Branch Rd. | Malvern | AR | 72104 | Hot Spring | 34.2976 | -92.8683 | SERC | MISO | Midcontinent Independent Transmission System Operator, Inc.. | Ouachita River | 22 | RE | 1 | Electric Utility | N |  | N |  | Y | 02-78-000 | N | X |  | Entergy Arkansas Inc | 814 | AR | 500 |  |  | N | Other - See pipeline notes. | Other - Please explain in pipeline notes below. |  |  | Enable Spectra | N
5347 | Dow Chemical Co | 55419 | Plaquemine Cogeneration Plant | 21255 Highway 1 | Plaquemine | LA | 70765 | Iberville | 30.3217 | -91.2347 | SERC | MISO | Midcontinent Independent Transmission System Operator, Inc.. | Mississippi River | 325 | NR | 7 | Industrial CHP | Y | 02-10-000 | N |  | N |  | N | X |  | Entergy Louisiana LLC | 11241 | LA | 230 |  |  | N |  | CHEVRONTEXACO |  |  |  | N | X
55839 | Domtar Paper Company LLC | 55429 | Kentucky Mills | PO Box 130, Hwy 1406 | Hawesville | KY | 42348 | Hancock | 37.8948 | -86.6854 | SERC | MISO | Midcontinent Independent Transmission System Operator, Inc.. | Wells | 322 | NR | 7 | Industrial CHP | N |  | N |  | N |  | N | X |  | Kenergy Corp | 9964 | KY | 12.48 |  |  | N | ATMOS ENERGY CORPORATION |  |  |  |  | N | N
13908 | NRG South CentralOperationsInc | 55433 | Bayou Cove Peaking Power | 118 Bergeaux Road | Jennings | LA | 70546 | Acadia | 30.2825 | -92.5997 | SERC | MISO | Midcontinent Independent Transmission System Operator, Inc.. | Wells | 22 | NR | 2 | IPP Non-CHP | N |  | N |  | N |  | N | X |  | Entergy Louisiana LLC | 11241 | LA | 138 |  |  | N |  | Other - Please explain in pipeline notes below. |  |  | Market Hub Partners-Egan | N | X
59371 | Mainline Generation LLC | 55438 | Elgin Energy Center LLC | 1559 Gifford Road | Elgin | IL | 60120 | Kane | 42.0001 | -88.2446 | RFC | PJM | PJM Interconnection, LLC |  | 22 | NR | 2 | IPP Non-CHP | N |  | N |  | Y | 14,10 | N | X |  | Commonwealth Edison Co | 4110 | IL | 138 |  |  | N |  | NATURAL GAS PL CO OF AMERICA LLC | HORIZON PIPELINE |  |  | N | X
18569 | Tenaska Virginia Partners LP | 55439 | Tenaska Virginia Generating Station | 2300 Branch Road | Scottsville | VA | 24590 | Fluvanna | 37.8667 | -78.3813 | SERC | PJM | PJM Interconnection, LLC | James River | 22 | NR | 2 | IPP Non-CHP | N |  | N |  | N |  | N | X |  | Virginia Electric & Power Co | 19876 | VA | 525 |  |  | N |  | TRANSCONTINENTAL GAS PIPELINE |  |  |  | N
18835 | Tenaska Alabama B LP | 55440 | Tenaska Central Alabama Generating Stn | 3305 Country Road 26 | Billingsley | AL | 36006 | Autauga | 32.6497 | -86.74 | SERC | SOCO | Southern Company Services, Inc. - Trans | Alabama River | 22 | NR | 2 | IPP Non-CHP | N |  | N |  | Y | 01-6-000 | N | X |  | Alabama Power Co | 195 | AL | 500 |  |  | N |  | ALABAMA GAS CORP |  |  |  | N | X
4045 | City of Columbia - (MO) | 55447 | Columbia Energy Center | 4902 Peabody Road | Columbia | MO | 65202 | Boone | 39.0192 | -92.2629 | SERC | MISO | Midcontinent Independent Transmission System Operator, Inc.. |  | 22 | RE | 1 | Electric Utility | N |  | N |  | N |  | N | X |  | City of Columbia - (MO) | 4045 | MO | 69 |  |  | N |  | PANHANDLE EASTERN PIPELINE COMPANY |  |  |  | N | X
18642 | Tennessee Valley Authority | 55451 | Magnolia Power Plant | 352 Highway 4 West | Ashland | MS | 38605 | Benton | 34.835 | -89.2026 | SERC | TVA | Tennessee Valley Authority | Wells | 22 | RE | 1 | Electric Utility | N |  | N |  | Y | 01-33-000 |  | X |  | Tennessee Valley Authority | 18642 | MS | 350 |  |  | N |  | TENNESSEE GAS PIPELINE COMPANY |  |  |  | N
6632 | Fountain Valley Power LLC | 55453 | Fountain Valley Power Facility | 18693 Boca Raton Heights | Fountain | CO | 80817 | El Paso | 38.5569 | -104.6875 | WECC | PSCO | Public Service Company of Colorado | Wells | 22 | NR | 2 | IPP Non-CHP | N |  | N |  | Y | 01-162-000 | N | X |  | Public Service Co of Colorado | 15466 | CO | 230 |  |  | N | Other - See pipeline notes. | Tallgrass Interstate Gas Transmission |  |  | LDC is not on drop down list. Natural Gas Provider is Kinder Morgan who is owned by Tallgrass Interstate Gas Transmission | N | X
803 | Arizona Public Service Co | 55455 | Red Hawk | 11600 South 363 rd Ave. | Arlintgon | AZ | 85322 | Maricopa | 33.3346 | -112.8406 | WECC | SRP | Salt River Project | Municipality | 22 | RE | 1 | Electric Utility | N |  | N |  | N |  | N | X |  | Salt River Project | 16572 | AZ | 500 |  |  | N |  | EL PASO NATURAL GAS COMPANY LLC | TRANSWESTERN PIPELINE COMPANY |  |  | N
14063 | Oklahoma Gas & Electric Co | 55457 | McClain Energy Facility | 801 N. E. 34th Street | Newcastle | OK | 73065 | McClain | 35.2977 | -97.5898 | SPP | SWPP | Southwest Power Pool | Oklahoma/Moore Municipality W | 22 | RE | 1 | Electric Utility | N |  | N |  | N |  | N | X |  | Oklahoma Gas & Electric Co | 14063 | OK | 138 |  |  | N |  | ONEOK GAS TRANSPORTATION |  |  |  | N | X
14063 | Oklahoma Gas & Electric Co | 55463 | Redbud Power Plant | 20922 Triple X Road | Luther | OK | 73054 | Oklahoma | 35.6856 | -97.2264 | SPP | SWPP | Southwest Power Pool | Municipality | 22 | RE | 1 | Electric Utility | N |  | N |  | Y | 01-46-000 | N | X |  | Oklahoma Gas & Electric Co | 14063 | OK | 345 |  |  | N |  | ONEOK GAS TRANSPORTATION |  |  |  | N | X
4994 | Deer Park Energy Center | 55464 | Deer Park Energy Center | 5665 Highway 225 | Deer Park | TX | 77536 | Harris | 29.7134 | -95.1345 | TRE | ERCO | Electric Reliability Council of Texas, Inc. | Municipality-CIWA | 22 | NR | 3 | IPP CHP | N |  | N |  | N |  | N | X |  | CenterPoint Energy | 8901 | TX | 345 |  |  | N |  | ENTERPRISE TEXAS PIPELINE | KINDER MORGAN TEXAS PIPELINE LLC | ENERGY TRANSFER FUEL LP | 4TH LINE NEEDED FOR "TEJAS GAS" | N | X
2338 | Calpine Central LP | 55465 | Amelia Energy Center |  |  | TX | 77713 | Jefferson | 30.0775 | -94.2344 | SERC |  |  | LNVRA | 22 | NR | 2 | IPP Non-CHP | N |  | N |  | N |  |  | X
11241 | Entergy Louisiana LLC | 55467 | Ouachita | 350 Harvey Gregg Rd. | Sterlington | LA | 71280 | Ouachita | 32.7061 | -92.0683 | SERC | MISO | Midcontinent Independent Transmission System Operator, Inc.. | Ouachita River | 22 | RE | 1 | Electric Utility | N |  | N |  | Y | 00-133-000 | N | X |  | Entergy Louisiana LLC | 11241 | LA | 500 |  |  | N |  | American Midstream Midla LLC |  |  |  | N | X
17566 | South Houston Green Power LLC | 55470 | Green Power 2 | 2501 5th Ave South | Texas City | TX | 77590 | Galveston | 29.3781 | -94.9328 | TRE | ERCO | Electric Reliability Council of Texas, Inc. | Gulf Coast Water Authority | 32411 | NR | 7 | Industrial CHP | Y | 03-154-002 | N |  | N |  | N | X |  | Texas-New Mexico Power Co | 40051 | TX | 138 |  |  | N |  | KINDER MORGAN TEJAS PIPELINE LLC |  |  |  | N | X
19545 | Black Hills Power, Inc. d/b/a | 55477 | Neil Simpson Gas Turbine #2 | 13151 Highway 51 | Gillette | WY | 82718 | Campbell | 44.285 | -105.3786 | WECC | WACM | Western Area Power Administration - Rocky Mountain Region | Wells | 22 | RE | 1 | Electric Utility | N |  | N |  | N |  | N | X |  | Black Hills Power Inc | 19545 | WY | 69 |  |  | N |  | Other - Please explain in pipeline notes below. |  |  | CT2 natural gas is supplied by pipeline owned by Black Hillsand is operated by Black Hills Service Company. | N | X
19545 | Black Hills Power, Inc. d/b/a | 55478 | Lange Gas Turbines | 2900 Lange Road | Rapid City | SD | 57702 | Pennington | 44.1203 | -103.26 | WECC | WACM | Western Area Power Administration - Rocky Mountain Region | Wells | 22 | RE | 1 | Electric Utility | N |  | N |  | N |  | N | X |  | Black Hills Power Inc | 19545 | SD | 69 |  |  | N |  | Other - Please explain in pipeline notes below. |  |  | Lange pipeline is owned and operated by Black Hills Power Inc. | N | N
19545 | Black Hills Power, Inc. d/b/a | 55479 | Wygen 1 | 13151 Highway 51 | Gillette | WY | 82718 | Campbell | 44.2858 | -105.3833 | WECC | WACM | Western Area Power Administration - Rocky Mountain Region | Wells | 22 | NR | 2 | IPP Non-CHP | N |  | N |  | N |  | N | X |  | Black Hills Power Inc | 19545 | WY | 230 |  |  | N |  | Other - Please explain in pipeline notes below. |  |  | Wygen 1 start up natural gas pipeline is owned by Black Hills and operated by Black Hills Service Co. | N | X
60477 | LaFrontera Holdings LLC | 55480 | Forney Energy Center | 13770 W US Hwy 80 | Forney | TX | 75126 | Kaufman | 32.7563 | -96.4916 | TRE | ERCO | Electric Reliability Council of Texas, Inc. | Duck Creek Water Treatment | 22 | NR | 2 | IPP Non-CHP | N |  | N |  | Y | 02-124-000 | N | X |  | Oncor Electric Delivery Company LLC | 44372 | TX | 345 |  |  | N |  | KINDER MORGAN NORTH TEXAS PL |  |  |  | N | N
59532 | CAMS | 55481 | Mesquite Generating Station Block 2 | 37625 W. Elliot Rd | Arlington | AZ | 85322 | Maricopa | 33.345 | -112.8642 | WECC | SRP | Salt River Project | Wells | 22 | NR | 2 | IPP Non-CHP | N |  | N |  | Y | 03-105 | N | X |  | Salt River Project | 16572 | AZ | 500 | 230 |  | N |  | EL PASO NATURAL GAS COMPANY LLC | TRANSWESTERN PIPELINE COMPANY |  |  | N
15500 | Puget Sound Energy Inc | 55482 | Goldendale Generating Station | 600 Industrial Way | Goldendale | WA | 98620 | Klickitat | 45.8114 | -120.833 | WECC | BPAT | Bonneville Power Administration | Municipal (City of Goldendale) | 22 | RE | 1 | Electric Utility | N |  | N |  | N |  |  | X |  | PUD No 1 of Klickitat County | 10393 | WA | 230 |  |  | N | Other - See pipeline notes. | NORTHWEST PIPELINE GP |  |  |  | N
20159 | Washington Parish Engy Ctr LLC | 55486 | Washington Parish Energy Center | 18400 Bennett Road | Bogalusa | LA | 70429 | Washington | 30.7914 | -89.9092 | SERC | MISO | Midcontinent Independent Transmission System Operator, Inc.. | Wells | 22 | NR | 2 | IPP Non-CHP | N |  | N |  | N |  | N | X |  | Entergy Louisiana LLC | 11241 | LA | 230 |  |  | N |  | FLORIDA GAS TRANSMISSION COMPANY |  |  |  | N | N
3057 | Catawba County | 55488 | Blackburn Landfill Co-Generation | 4017 Rockyford Road | Newton | NC | 28658 | Catawba | 35.6067 | -81.3006 | SERC | DUK | Duke Energy Carolinas |  | 22 | NR | 3 | IPP CHP | N |  | Y | 99-112-001; '02-112-001 | N |  | N | X |  | Duke Energy Carolinas, LLC | 5416 | NC | 12.47 |  |  | N | [5 empty] | N | X
13193 | Naniwa Energy LLC | 55494 | Tri Center Naniwa Energy | 225 Amsterdam Ct | McCarran | NV | 89434 | Storey | 39.5572 | -119.5178 | WECC | NEVP | Nevada Power Company | Tri- Waste And Sewage Co. | 22 | NR | 2 | IPP Non-CHP | N |  | N |  | Y | 01-30-000 | N | X |  | Sierra Pacific Power Co | 17166 | NV | 345 |  |  | N |  | TRANSCANADA - GAS TRANSMISSION NW | TUSCARORA GAS TRANSMISSION CO |  |  | N | N
19436 | Union Electric Co - (MO) | 55496 | Goose Creek Energy Center | 760 East 2150 North Road | Monticello | IL | 62839 | Piatt | 40.1069 | -88.5999 | SERC | MISO | Midcontinent Independent Transmission System Operator, Inc.. |  | 22 | RE | 1 | Electric Utility | N |  | N |  | Y | 03-58-000 |  | X |  | Ameren Illinois Company | 56697 | IL | 345 |  |  | N |  | NATURAL GAS PL CO OF AMERICA |  |  |  | N
59527 | Calpeak Operating Services, LLC | 55499 | CalPeak Power Vaca Dixon Peaker Plant | 5157 Quinn Road | Vacaville | CA | 95688 | Solano | 38.3989 | -121.924 | WECC | CISO | California Independent System Operator | Municipality | 22 | NR | 2 | IPP Non-CHP | N |  | N |  | Y | EG01-255 | N | X |  | Pacific Gas & Electric Co | 14328 | CA | 115 |  |  | N |  | PACIFIC GAS |  |  |  | N
10362 | Kiowa Power Partners LLC | 55501 | Kiamichi Energy Facility | 4386 Old 69 Road | Kiowa | OK | 74553 | Pittsburg | 34.6831 | -95.9349 | SPP | ERCO | Electric Reliability Council of Texas, Inc. | Lake Eufala | 22 | NR | 2 | IPP Non-CHP | N |  | N |  | Y | 00-157-000 | N | X |  | Oncor Electric Delivery Company LLC | 44372 | TX | 345 |  |  | N | CENTERPOINT ENERGY ARKLA |  |  |  |  | N
343 | AEP Generating Company | 55502 | Lawrenceburg Energy Facility | 582 W. Eads Parkway | Lawrenceburg | IN | 47025 | Dearborn | 39.0911 | -84.8669 | RFC | PJM | PJM Interconnection, LLC | Tanners Creek | 22 | RE | 1 | Electric Utility | N |  | N |  | Y | 01-123-000 |  | X |  | Indiana Michigan Power Co | 9324 | IN | 345 |  |  | N |  | TEXAS GAS TRANSMISSION LLC |  |  |  | N | X
58620 | AEP Generation Resources Inc | 55503 | AEP Waterford Facility | 201 Righteous Ridge Road | Waterford | OH | 45786 | Washington | 39.5333 | -81.7178 | RFC | PJM | PJM Interconnection, LLC | Muskingum River | 22 | NR | 2 | IPP Non-CHP | N |  | N |  | N |  |  | X |  | Ohio Power Co | 14006 | OH | 345 |  |  | N |  | TEXAS EASTERN TRANSMISSION LP |  |  |  | N
30151 | Tri-State G & T Assn, Inc | 55504 | Limon Generating Station | 48303 State Road 71 | Limon | CO | 80828 | Lincoln | 39.2038 | -103.7005 | WECC | WACM | Western Area Power Administration - Rocky Mountain Region | Municipality | 22 | RE | 1 | Electric Utility | N |  | N |  | N |  | N | X |  | Tri-State G & T Assn, Inc | 30151 |  | 230 |  |  | N |  | COLORADO INTERSTATE GAS COMPANY LLC |  |  |  | N
30151 | Tri-State G & T Assn, Inc | 55505 | Frank Knutson | 13501 Powhaten Road | Commerce City | CO | 80022 | Adams | 39.9411 | -104.682 | WECC | PSCO | Public Service Company of Colorado | Wells | 22 | RE | 1 | Electric Utility | N |  | N |  | N |  | N | X |  | Public Service Co of Colorado | 15466 | CO | 230 |  |  | N |  | COLORADO INTERSTATE GAS COMPANY LLC |  |  |  | N
7189 | Gila Bend Power Partners LLC | 55507 | Gila Bend Power Generation Station | 35400 West Sisson Road | Gila Bend | AZ | 85337 | Maricopa | 32.986 | -112.811 | WECC | AZPS | Arizona Public Service Company | Wells | 22 | NR | 2 | IPP Non-CHP | N |  | N |  | N |  | N | X |  | Arizona Public Service Co | 803 | AZ | 9
59527 | Calpeak Operating Services, LLC | 55508 | CalPeak Power Panoche Peaker Plant | 43699 West Panoche Road | Firebaugh | CA | 93622 | Fresno | 36.6529 | -120.5806 | WECC | CISO | California Independent System Operator | UNK | 22 | NR | 2 | IPP Non-CHP | N |  | N |  | Y | EG01-259 | N | X |  | Pacific Gas & Electric Co | 14328 | CA | 115 |  |  | N |  | PACIFIC GAS |  |  |  | N
59527 | Calpeak Operating Services, LLC | 55510 | CalPeak Power Border Peaker Plant | 2060 Sanyo Avenue | San Diego | CA | 92154 | San Diego | 32.5624 | -116.9439 | WECC | CISO | California Independent System Operator | Municipality | 22 | NR | 2 | IPP Non-CHP | N |  | N |  | Y | EG01-254 | N | X |  | San Diego Gas & Electric Co | 16609 | CA | 69 |  |  | N | SAN DIEGO GAS AND ELECTRIC COMPANY |  |  |  |  | N
16609 | San Diego Gas & Electric Co | 55512 | Cuyamaca Peak Energy Plant | 200 North Johnson Avenue | El Cajon | CA | 92020 | San Diego | 32.7965 | -116.9721 | WECC | CISO | California Independent System Operator |  | 22 | RE | 1 | Electric Utility | N |  | N |  | N |  | N | X |  | San Diego Gas & Electric Co | 16609 | CA | 69 |  |  | N | SAN DIEGO GAS AND ELECTRIC COMPANY |  |  |  |  | N | N
59527 | Calpeak Operating Services, LLC | 55513 | CalPeak Power Enterprise Peaker Plant | 201 Enterprise Street | Escondido | CA | 92029 | San Diego | 33.1219 | -117.1174 | WECC | CISO | California Independent System Operator | Municipality | 22 | NR | 2 | IPP Non-CHP | N |  | N |  | Y | EG01-258 | N | X |  | San Diego Gas & Electric Co | 16609 | CA | 69 |  |  | N | SAN DIEGO GAS AND ELECTRIC COMPANY |  |  |  |  | N
11208 | Los Angeles Department of Water & Power | 55514 | Apex Generating Station | 15555 Apex Power Parkway | Las Vegas | NV | 89165 | Clark | 36.416 | -114.9609 | WECC | NEVP | Nevada Power Company | Garnet Valley Well #3 | 22 | RE | 1 | Electric Utility | N |  | N |  | N |  | N | X |  | Nevada Power Co | 13407 | NV | 500 |  |  | N |  | KERN RIVER GAS TRANSMISSION CO |  |  |  | N | N
59923 | Dynegy Fayette Energy Facility | 55516 | Fayette Energy Facility | 100 Energy Drive | Masontown | PA | 15461 | Fayette | 39.8592 | -79.9182 | RFC | PJM | PJM Interconnection, LLC | Monongahela River | 22 | NR | 2 | IPP Non-CHP | N |  | N |  | Y | 03-20-000 | N | X |  | West Penn Power Company | 20387 | PA | 500 |  |  | N |  | TEXAS EASTERN TRANSMISSION LP |  |  |  | N | N
56927 | Wallingford Energy LLC | 55517 | Wallingford Energy | 115 John Street | Wallingford | CT | 6492 | New Haven | 41.4487 | -72.8354 | NPCC | ISNE | ISO New England Inc. | Municipality | 22 | NR | 2 | IPP Non-CHP | N |  | N |  | Y | 01-153-000 | N | X |  | Town of Wallingford - (CT) | 20038 | CT | 115 |  |  | N |  | ALGONQUIN GAS TRANSMISSION COMPANY |  |  |  | N | X
60431 | MRP Generation Holdings, LLC | 55518 | High Desert Power Plant | 19000 Perimeter Rd. Suite 102 | Victorville | CA | 92394 | San Bernardino | 34.5953 | -117.3647 | WECC | CISO | California Independent System Operator | Municipality | 22 | NR | 2 | IPP Non-CHP | N |  | N |  | Y | 03-109-000 | N | X |  | Southern California Edison Co | 17609 | CA | 230 |  |  | N |  | KERN RIVER GAS TRANSMISSION CO |  |  |  | N | X
803 | Arizona Public Service Co | 55522 | Sundance | 2060 Sundance Road | Casa Grande | AZ | 85228 | Pinal | 32.9285 | -111.5899 | WECC | WALC | Western Area Power Administration - Desert Southwest Region | Municipality | 22 | RE | 1 | Electric Utility | N |  | N |  | N |  | N | X |  | WAPA-- Western Area Power Administration | 27000 | AZ | 230 |  |  | N |  | EL PASO NATURAL GAS COMPANY LLC | TRANSWESTERN PIPELINE COMPANY |  |  | N
56608 | Calpine Mid-Merit LLC | 55524 | York Energy Center | 1055 Pikes Peak Road | Delta | PA | 17314 | York | 39.7375 | -76.3067 | RFC | PJM | PJM Interconnection, LLC | Conowingo Pool | 22 | NR | 2 | IPP Non-CHP | N |  | N |  | Y | 00-177-000 | N | X |  | PECO Energy Co | 14940 | PA | 500 |  |  | N |  | TRANSCONTINENTAL GAS PIPELINE |  |  |  | N | X
12619 | Milwaukee Metro Sewerage Dist | 55525 | MMSD South Shore Wastewater | 8500 S 5th Ave | Oak Creek | WI | 53154 | Milwaukee | 42.8869 | -87.8422 | RFC | MISO | Midcontinent Independent Transmission System Operator, Inc.. |  | 22132 | NR | 5 | Commercial CHP | N |  | N |  | N |  | N | X |  | Wisconsin Electric Power Co | 20847 | WI | 24.9 |  |  | N |  | WISCONSIN ELEC PWR CO |  |  |  | N | X
56772 | TX LFG Energy, LP | 55526 | Atascosita | 3623 Wilson Road | Houston | TX | 77396 | Harris | 29.9522 | -95.2422 | TRE | ERCO | Electric Reliability Council of Texas, Inc. | Municipality | 22 | NR | 2 | IPP Non-CHP | N |  | Y | 03-41-001 | N |  | N | X |  | CenterPoint Energy | 8901 | TX | 34.5 |  |  | N
12944 | City of Morganton - (NC) | 55534 | Water Filter Plant #2 | 100 Coulter Street | Morganton | NC | 28655 | Burke | 35.7377 | -81.7278 | SERC | DUK | Duke Energy Carolinas |  | 22 | RE | 1 | Electric Utility | N |  | N |  | N |  | N | X |  | City of Morganton - (NC) | 12944 | NC | 4.16 |  |  | N | [5 empty] | X | X
20323 | Wellhead Services Inc | 55538 | Escondido Energy Center | 1968 Don Lee Place | Escondido | CA | 92029 | San Diego | 33.1261 | -117.1172 | WECC | CISO | California Independent System Operator | Escondido Water Utility | 22 | NR | 2 | IPP Non-CHP | N |  | N |  | Y | 00-124-000 | N | X |  | San Diego Gas & Electric Co | 16609 | CA | 69 |  |  | N | SAN DIEGO GAS AND ELECTRIC COMPANY |  |  |  |  | N | X
20323 | Wellhead Services Inc | 55540 | Chula Vista Energy Center | 3497 Main St Chula Vista | Chula Vista | CA | 91911 | San Diego | 32.5917 | -117.0586 | WECC | CISO | California Independent System Operator | Sweetwater Water District | 22 | NR | 2 | IPP Non-CHP | N |  | N |  | Y | 00-124-000 | N | X |  | San Diego Gas & Electric Co | 16609 | CA | 69 |  |  | N | SAN DIEGO GAS AND ELECTRIC COMPANY |  |  |  |  | N | X
49981 | Diamond Generating Corporation | 55541 | Indigo Energy Facility | 63665 19th Ave. | North Palm Springs | CA | 92258 | Riverside | 33.9109 | -116.553 | WECC | CISO | California Independent System Operator | (Simple Cycle Peaker) | 22 | NR | 2 | IPP Non-CHP | N |  | N |  | N |  | N | X |  | Southern California Edison Co | 17609 | CA | 115 |  |  | N | SOUTHERN CALIFORNIA GAS COMPANY |  |  |  |  | N
49981 | Diamond Generating Corporation | 55542 | Larkspur Energy Facility | 9355 Otay Mesa Road | San Diego | CA | 92154 | San Diego | 32.567 | -116.9442 | WECC | CISO | California Independent System Operator | (Simple Cycle Peaker) | 22 | NR | 2 | IPP Non-CHP | N |  | N |  | N |  | N | X |  | San Diego Gas & Electric Co | 16609 | CA | 69 |  |  | N | SAN DIEGO GAS AND ELECTRIC COMPANY |  |  |  |  | N
14372 | Pacific Klamath Energy Inc | 55544 | Klamath Expansion Project | 4940 Hwy 97 South | Klamath Falls | OR | 97603 | Klamath | 42.1727 | -121.8144 | WECC | PACW | PacifiCorp - West | Klamath Falls Spring St WWTP | 22 | NR | 2 | IPP Non-CHP | N |  | N |  | N |  |  | X |  | PacifiCorp | 14354 | OR | 550 |  |  | N |  | TRANSCANADA - GAS TRANSMISSION NW |  |  |  | N | X
2934 | Calpine Corp - Hidalgo | 55545 | Hidalgo Energy Center | 4005 N. Seminary Rd | Edinburg | TX | 78539 | Hidalgo | 26.3417 | -98.1758 | TRE | ERCO | Electric Reliability Council of Texas, Inc. | City Of McAllen | 22 | NR | 2 | IPP Non-CHP | N |  | N |  | Y | 00-3562-000 | N | X |  | AEP Texas Central Company | 3278 | TX | 138 |  |  | N |  | CALPINE TEXAS PIPELINE LP |  |  | NG was bought by Calpine from Duke/Conoco/Phillps last year | N | N
56772 | TX LFG Energy, LP | 55551 | Baytown | 4791 Tri-City Beach Road | Baytown | TX | 77520 | Chambers | 29.6744 | -94.9139 | TRE | ERCO | Electric Reliability Council of Texas, Inc. | Municipality | 22 | NR | 2 | IPP Non-CHP | N |  | Y | QF03-42 | N |  | N | X |  | CenterPoint Energy | 8901 | TX | 12.5 |  |  | N
56772 | TX LFG Energy, LP | 55552 | Bluebonnet | 10000 Beaumont Highway | Houston | TX | 77078 | Harris | 29.8108 | -95.2539 | TRE | ERCO | Electric Reliability Council of Texas, Inc. | Municipality | 22 | NR | 2 | IPP Non-CHP | N |  | Y | QF03-39 | N |  |  | X |  | CenterPoint Energy | 8901 | TX | 12.5 |  |  | N
56772 | TX LFG Energy, LP | 55554 | Coastal Plains | 21000 State Route 6 | Alvin | TX | 77511 | Galveston | 29.4275 | -95.1876 | TRE | ERCO | Electric Reliability Council of Texas, Inc. | Municipality | 22 | NR | 2 | IPP Non-CHP | N |  | Y | QF03-40 | N |  | N | X |  | Texas-New Mexico Power Co | 40051 | TX | 12.5 |  |  | N
56772 | TX LFG Energy, LP | 55555 | Conroe | 2525 North Loop 336 East | Conroe | TX | 77301 | Montgomery | 30.3375 | -95.4108 | SERC | MISO | Midcontinent Independent Transmission System Operator, Inc.. | Municipality | 22 | NR | 2 | IPP Non-CHP | N |  | Y | QF03-44 | N |  |  | X |  |  |  |  | 12.5
56772 | TX LFG Energy, LP | 55556 | Security | 19248 Highway 105 | Cleveland | TX | 77327 | Montgomery | 30.3225 | -95.2681 | SERC | MISO | Midcontinent Independent Transmission System Operator, Inc.. | Municipality | 22 | NR | 2 | IPP Non-CHP | N |  | Y | QF03-43 | N |  | N | X |  | Sam Houston Electric Coop Inc | 16613 | TX | 12.5 |  |  | N
991 | Air Products & Chemicals Inc | 55557 | Wilmington Hydrogen Plant | 700 N Henry Ford Avenue | Wilmington | CA | 90744 | Los Angeles | 33.7803 | -118.24 | WECC | LDWP | Los Angeles Department of Water and Power | L.A. Dept. of Water and Power | 325188 | NR | 7 | Industrial CHP | Y | 95-260-000 | N |  | N |  | N | X |  | Los Angeles Department of Water & Power | 11208 | CA | 34.5 |  |  | N
744 | Appleton Coated LLC | 55558 | Combined Locks Energy Center | 540 Prospect St | Combined Locks | WI | 54113 | Outagamie | 44.2717 | -88.3011 | RFC | MISO | Midcontinent Independent Transmission System Operator, Inc.. | Fox River | 322122 | NR | 7 | Industrial CHP | N |  | N |  | N |  | N | X |  | City of Kaukauna | 10056 | WI | 15 |  |  | N |  | WISCONSIN GAS COMPANY
6607 | FPL Energy Vansycle LLC | 55560 | FPL Energy Vansycle LLC (WA) | 356 Touchet Gardena Road | Touchet | WA | 99360 | Walla Walla | 46.06 | -118.917 | WECC | BPAT | Bonneville Power Administration |  | 22 | NR | 2 | IPP Non-CHP | N |  | N |  | N |  | N | X |  | Bonneville Power Administration | 1738 | WA | 230 |  |  | N
54725 | CHI Operations Inc | 55561 | Tsar Nicholas LLC | Hwy 1 | Hendricks | MN | 56136 | Lincoln | 44.42 | -96.4347 | MRO | MISO | Midcontinent Independent Transmission System Operator, Inc.. |  | 22 | NR | 2 | IPP Non-CHP | N |  | N |  | N |  |  | X |  | Northern States Power Co - Minnesota | 13781 | MN | 34.5 |  |  | N
54725 | CHI Operations Inc | 55562 | Sun River LLC | Hwy 1 | Hendricks | MN | 56136 | Lincoln | 44.4289 | -96.4358 | MRO | MISO | Midcontinent Independent Transmission System Operator, Inc.. |  | 22 | NR | 2 | IPP Non-CHP | N |  | N |  | N |  |  | X |  | Northern States Power Co - Minnesota | 13781 | MN | 34.5 |  |  | N
54725 | CHI Operations Inc | 55563 | Julia Hills LLC | Hwy 1 | Hendricks | MN | 56136 | Lincoln | 44.4231 | -96.4458 | MRO | MISO | Midcontinent Independent Transmission System Operator, Inc.. |  | 22 | NR | 2 | IPP Non-CHP | N |  | N |  | N |  |  | X |  | Northern States Power Co - Minnesota | 13781 | MN | 34.5 |  |  | N
54725 | CHI Operations Inc | 55564 | Jessica Mills LLC | Hwy 1 | Hendricks | MN | 56136 | Lincoln | 44.4278 | -96.43 | MRO | MISO | Midcontinent Independent Transmission System Operator, Inc.. |  | 22 | NR | 2 | IPP Non-CHP | N |  | N |  | N |  |  | X |  | Northern States Power Co - Minnesota | 13781 | MN | 34.5 |  |  | N
54725 | CHI Operations Inc | 55565 | Jack River LLC | Hwy 1 | Hendricks | MN | 56136 | Lincoln | 44.4233 | -96.4411 | MRO | MISO | Midcontinent Independent Transmission System Operator, Inc.. |  | 22 | NR | 2 | IPP Non-CHP | N |  | N |  | N |  |  | X |  | Northern States Power Co - Minnesota | 13781 | MN | 34.5 |  |  | N
54725 | CHI Operations Inc | 55566 | Autumn Hills LLC | Hwy 1 | Hendricks | MN | 56136 | Lincoln | 44.4131 | -96.4325 | MRO | MISO | Midcontinent Independent Transmission System Operator, Inc.. |  | 22 | NR | 2 | IPP Non-CHP | N |  | N |  | N |  |  | X |  | Northern States Power Co - Minnesota | 13781 | MN | 34.5 |  |  | N
54725 | CHI Operations Inc | 55567 | Winters Spawn LLC | Hwy 14 | Lake Benton | MN | 55149 | Lincoln | 44.2081 | -96.1989 | MRO | MISO | Midcontinent Independent Transmission System Operator, Inc.. |  | 22 | NR | 2 | IPP Non-CHP | N |  | N |  | N |  |  | X |  | Northern States Power Co - Minnesota | 13781 | MN | 34.5 |  |  | N
54725 | CHI Operations Inc | 55568 | Twin Lake Hills LLC | Hwy 14 | Lake Benton | MN | 55149 | Lincoln | 44.2258 | -96.2789 | MRO | MISO | Midcontinent Independent Transmission System Operator, Inc.. |  | 22 | NR | 2 | IPP Non-CHP | N |  | N |  | N |  |  | X |  | Northern States Power Co - Minnesota | 13781 | MN | 34.5 |  |  | N
54725 | CHI Operations Inc | 55569 | Spartan Hills LLC | Hwy 14 | Lake Benton | MN | 55149 | Lincoln | 44.2358 | -96.2383 | MRO | MISO | Midcontinent Independent Transmission System Operator, Inc.. |  | 22 | NR | 2 | IPP Non-CHP | N |  | N |  | N |  |  | X |  | Northern States Power Co - Minnesota | 13781 | MN | 34.5 |  |  | N
54725 | CHI Operations Inc | 55570 | Soliloquoy Ridge LLC | Hwy 14 | Lake Benton | MN | 55149 | Lincoln | 44.2364 | -96.2331 | MRO | MISO | Midcontinent Independent Transmission System Operator, Inc.. |  | 22 | NR | 2 | IPP Non-CHP | N |  | N |  | N |  |  | X |  | Northern States Power Co - Minnesota | 13781 | MN | 34.5 |  |  | N
54725 | CHI Operations Inc | 55571 | Ruthton Ridge LLC | Hwy 14 | Lake Benton | MN | 55149 | Lincoln | 44.2128 | -96.2131 | MRO | MISO | Midcontinent Independent Transmission System Operator, Inc.. |  | 22 | NR | 2 | IPP Non-CHP | N |  | N |  | N |  |  | X |  | Northern States Power Co - Minnesota | 13781 | MN | 34.5 |  |  | N
54725 | CHI Operations Inc | 55572 | Hope Creek LLC | Hwy 14 | Lake Benton | MN | 55149 | Lincoln | 44.2275 | -96.2192 | MRO | MISO | Midcontinent Independent Transmission System Operator, Inc.. |  | 22 | NR | 2 | IPP Non-CHP | N |  | N |  | N |  |  | X |  | Northern States Power Co - Minnesota | 13781 | MN | 34.5 |  |  | N
54725 | CHI Operations Inc | 55573 | Hadley Ridge LLC | Hwy 14 | Lake Benton | MN | 55149 | Lincoln | 44.2253 | -96.235 | MRO | MISO | Midcontinent Independent Transmission System Operator, Inc.. |  | 22 | NR | 2 | IPP Non-CHP | N |  | N |  | N |  |  | X |  | Otter Tail Power Co | 14232 | MN | 34.5 |  |  | N
54725 | CHI Operations Inc | 55574 | Florence Hills LLC | Hwy 14 | Lake Benton | MN | 55149 | Lincoln | 44.2297 | -96.225 | MRO | MISO | Midcontinent Independent Transmission System Operator, Inc.. |  | 22 | NR | 2 | IPP Non-CHP | N |  | N |  | N |  |  | X |  | Northern States Power Co - Minnesota | 13781 | MN | 34.5 |  |  | N
54725 | CHI Operations Inc | 55576 | Agassiz Beach LLC | Hwy 9 | Averill | MN | 56536 | Clay | 47.0053 | -96.4356 | MRO | MISO | Midcontinent Independent Transmission System Operator, Inc.. |  | 22 | NR | 2 | IPP Non-CHP | N |  | N |  | N |  |  | X |  | Northern States Power Co - Minnesota | 13781 | MN | 24.9 |  |  | N
5701 | El Paso Electric Co | 55578 | Hueco Mountain Wind Ranch | State Road 1281 Horizon Blvd. | Horizon City | TX | 79839 | Hudspeth | 31.7158 | -105.9908 | WECC | EPE | El Paso Electric Company |  | 22 | RE | 1 | Electric Utility | N |  | N |  | N |  | N | X |  | El Paso Electric Co | 5701 | TX | 13.8
17058 | Shell Wind Energy Inc. | 55579 | Llano Estacado Wind Ranch | 300 South Main, P.O. Box 798 | White Deer | TX | 79097 | Carson | 35.4789 | -101.2439 | SPP | SWPP | Southwest Power Pool |  | 22 | NR | 2 | IPP Non-CHP | N |  | Y | 00-58-000 | Y | 02-26-000 | N | X |  | Southwestern Public Service Co | 17718 | TX | 67 |  |  | N | [5 empty] | X | X
6354 | FPL Energy Upton Wind LP | 55581 | King Mountain Wind Ranch 1 | 120 E. 5th Street | McCamey | TX | 79752 | Upton | 31.2092 | -102.2417 | TRE | ERCO | Electric Reliability Council of Texas, Inc. |  | 22 | NR | 2 | IPP Non-CHP | N |  | N |  | N |  | N | X |  | AEP Texas North Company | 20404 | TX | 138 |  |  | N | [5 empty] | X | X
25049 | Gas Recovery Systems Inc | 55584 | East Bridgewater | 234 Thatcher Street | East Bridgewater | MA | 2333 | Plymouth | 42.0619 | -70.9794 | NPCC | ISNE | ISO New England Inc. |  | 22 | NR | 2 | IPP Non-CHP | N |  | Y | 92-131-000 | N |  |  | X |  | Massachusetts Electric Co | 11804 | MA | 13.8
25049 | Gas Recovery Systems Inc | 55585 | Randolph Electric | 30 Johnson Drive | Randolph | MA | 2368 | Norfolk | 42.1806 | -71.08 | NPCC | ISNE | ISO New England Inc. |  | 22 | NR | 2 | IPP Non-CHP | N |  | Y | 97-142-000 | N |  |  | X |  | Massachusetts Electric Co | 11804 | MA | 13.8
25049 | Gas Recovery Systems Inc | 55586 | Halifax Electric | 27 Laurel Street | Halifax | MA | 2338 | Plymouth | 41.9992 | -70.8519 | NPCC | ISNE | ISO New England Inc. |  | 22 | NR | 2 | IPP Non-CHP | N |  | Y | 92-132-000 | N |  |  | X |  | Massachusetts Electric Co | 11804 | MA | 13.8
25049 | Gas Recovery Systems Inc | 55588 | GRS Sunset Farms | 9912 Giles Road | Austin | TX | 78754 | Travis | 30.3431 | -97.6203 | TRE | ERCO | Electric Reliability Council of Texas, Inc. |  | 22 | NR | 2 | IPP Non-CHP | N |  | Y | 95-280-000 | N |  |  | X |  | Austin Energy | 1015 | TX | 13.8 |  |  | N
25049 | Gas Recovery Systems Inc | 55589 | GRS Fall River | 145 Horvitz Road | Fall River | MA | 2726 | Bristol | 41.7487 | -71.1065 | NPCC | ISNE | ISO New England Inc. |  | 22 | NR | 2 | IPP Non-CHP | N |  | Y | 92-130-000 | N |  |  | X |  | Massachusetts Electric Co | 11804 | MA | 13.8 |  |  | N
25049 | Gas Recovery Systems Inc | 55590 | Chicopee Electric | 855 Burnett Road | Chicopee | MA | 1020 | Hampden | 42.1742 | -72.5311 | NPCC | ISNE | ISO New England Inc. |  | 22 | NR | 2 | IPP Non-CHP | N |  | Y | 92-128-000 | N |  |  | X |  | Massachusetts Electric Co | 11804 | MA | 13.8
7011 | Gas Recovery Services-IL Inc | 55591 | Rockford Electric | 8902 N. Illinois Route 251 | Davis Junction | IL | 61020 | Ogle | 41.9972 | -89.3175 | RFC | PJM | PJM Interconnection, LLC |  | 22 | NR | 2 | IPP Non-CHP | N |  | Y | 92-133-000 | N |  |  | X |  | Commonwealth Edison Co | 4110 | IL | 12.4
7011 | Gas Recovery Services-IL Inc | 55592 | Mallard Lake Electric | 26 West 570 Schick Road | Hanover Park | IL | 60103 | DuPage | 41.9527 | -88.1437 | RFC | PJM | PJM Interconnection, LLC | Municipality | 22 | NR | 2 | IPP Non-CHP | N |  | N |  | Y | 93-069-000 |  | X |  | Commonwealth Edison Co | 4110 | IL | 34.5 |  |  | N
7011 | Gas Recovery Services-IL Inc | 55593 | Quad Cities | 13500 Knoxville Road | Milan | IL | 61264 | Rock Island | 41.3744 | -90.5222 | SERC | PJM | PJM Interconnection, LLC |  | 22 | NR | 2 | IPP Non-CHP | N |  | Y | 94-035-000 | N |  |  | X |  | Commonwealth Edison Co | 4110 | IL | 13.2
7011 | Gas Recovery Services-IL Inc | 55594 | South Barrington Electric | 55 E. Mundhank Road | South Barrington | IL | 60010 | Cook | 42.0797 | -88.1386 | RFC | PJM | PJM Interconnection, LLC |  | 22 | NR | 2 | IPP Non-CHP | N |  | Y | 94-159-002 | N |  |  | X |  | Commonwealth Edison Co | 4110 | IL | 12.4
25049 | Gas Recovery Systems Inc | 55595 | GRS Lyon | 5380 S. Milford Road | New Hudson | MI | 48165 | Washtenaw | 42.1742 | -83.62 | RFC | MISO | Midcontinent Independent Transmission System Operator, Inc.. |  | 22 | NR | 2 | IPP Non-CHP | N |  | Y | 92-119-003 | N |  |  | X |  | Detroit Edison Co | 5109 | MI | 13.8
25049 | Gas Recovery Systems Inc | 55596 | GRS Arbor Hills | 10611 West 5 Mile Road | Northville | MI | 48167 | Washtenaw | 42.3953 | -83.558 | RFC | MISO | Midcontinent Independent Transmission System Operator, Inc.. | Well | 22 | NR | 2 | IPP Non-CHP | N |  | Y | 92-157-003 | N |  |  | X |  | DTE Electric Company | 5109 | MI | 41.6 |  |  | N
25049 | Gas Recovery Systems Inc | 55597 | GRS C&C | 19401 15 Mile Road | Marshall | MI | 49068 | Calhoun | 42.3563 | -85.0058 | RFC | MISO | Midcontinent Independent Transmission System Operator, Inc.. |  | 22 | NR | 2 | IPP Non-CHP | N |  | Y | 94-038-000 | N |  |  | X |  | Consumers Energy Co | 4254 | MI | 13.8 |  |  | N
57247 | Pine Bend LLC | 55598 | GRS Pine Bend | 2345 East 117th | Inver Grove Heights | MN | 55077 | Dakota | 44.787 | -93.0556 | MRO | MISO | Midcontinent Independent Transmission System Operator, Inc.. | City Of Inver Grove Heights | 22 | NR | 2 | IPP Non-CHP | N |  | Y | 95-004-000 | N |  |  | X |  | Northern States Power Co - Minnesota | 13781 | MN | 13.8 |  |  | N
25049 | Gas Recovery Systems Inc | 55599 | GRS CMS | 5101 Morehead Road | Concord | NC | 28027 | Cabarrus | 35.3533 | -80.668 | SERC | DUK | Duke Energy Carolinas |  | 22 | NR | 2 | IPP Non-CHP | N |  | Y | 97-133-000 | N |  |  | X |  | City of Concord - (NC) | 4150 | NC | 12.9 |  |  | N
20323 | Wellhead Services Inc | 55600 | Binghamton Cogen | 22 Charles Street | Binghamton | NY | 13905 | Broome | 42.1072 | -75.9278 | NPCC | NYIS | New York Independent System Operator | City Water | 22 | NR | 3 | IPP CHP | N |  | N |  | N |  | N | X |  | New York State Elec & Gas Corp | 13511 | NY | 115 |  |  | N | NEW YORK STATE ELEC AND GAS CORP |  |  |  |  | N | X
57250 | MM Prima Deshecha Energy LLC | 55601 | Prima Plant | 32250 LaPata Ave | San Juan Capistrano | CA | 92675 | Orange | 33.4949 | -117.6146 | WECC | CISO | California Independent System Operator |  | 22 | NR | 2 | IPP Non-CHP | N |  | Y | 99-18-002 | N |  |  | X |  | San Diego Gas & Electric Co | 16609 | CA | 12 |  |  | N
57235 | MM San Diego Energy-North City | 55602 | MM San Diego-North City | 4949 Eastgate Mall Road | San Diego | CA | 92121 | San Diego | 32.8817 | -117.1958 | WECC | CISO | California Independent System Operator |  | 22 | NR | 2 | IPP Non-CHP | N |  | Y | 96-119-001 | N |  |  | X |  | San Diego Gas & Electric Co | 16609 | CA | 12.5 |  |  | N | SAN DIEGO GAS AND ELECTRIC COMPANY |  |  |  |  | N
57251 | MM Tajiguas Energy LLC | 55603 | Tajiguas Plant | 14470 Calle Real | Gaviota | CA | 93117 | Santa Barbara | 34.4383 | -119.9397 | WECC | CISO | California Independent System Operator |  | 22 | NR | 2 | IPP Non-CHP | N |  | Y | 95-332-001 | N |  |  | X |  | Southern California Edison Co | 17609 | CA | 12 |  |  | N
14354 | PacifiCorp | 55607 | Foote Creek I | H.C. 64 Box 404 | McFadden | WY | 82080 | Carbon | 41.6283 | -106.2013 | WECC | PACE | PacifiCorp - East | Municipality | 22 | RE | 1 | Electric Utility | N |  | N |  | N |  |  | X |  | PacifiCorp | 14354 | WY | 135 |  |  | N
2770 | Terra-Gen Operating Co LLC | 55608 | Foote Creek II | HC 64 Box 404 | McFadden | WY | 82083 | Albany | 41.6575 | -106.1892 | WECC | PACE | PacifiCorp - East |  | 22 | NR | 2 | IPP Non-CHP | N |  | N |  | Y | 99-186-000 |  | X |  | PacifiCorp | 14354 | WY | 135 |  |  | N
2770 | Terra-Gen Operating Co LLC | 55609 | Foote Creek III | HC64 Box 404 | McFadden | WY | 82083 | Albany | 41.6665 | -106.1833 | WECC | PACE | PacifiCorp - East |  | 22 | NR | 2 | IPP Non-CHP | N |  | N |  | Y | 99-127-00 |  | X |  | PacifiCorp | 14354 | WY | 135 |  |  | N
2770 | Terra-Gen Operating Co LLC | 55610 | Foote Creek IV | HC 64 Box 404 | McFadden | WY | 82080 | Carbon | 41.6744 | -106.1805 | WECC | PACE | PacifiCorp - East |  | 22 | NR | 2 | IPP Non-CHP | N |  | N |  | Y | 00-168-000 |  | X |  | PacifiCorp | 14354 | WY | 134 |  |  | N
12773 | Monmouth Energy Inc | 55618 | Monmouth Landfill Gas to Energy | 6000 Asbury Ave | Tinton Falls | NJ | 7724 | Monmouth | 40.2468 | -74.1174 | RFC | PJM | PJM Interconnection, LLC |  | 22 | NR | 2 | IPP Non-CHP | N |  | N |  | Y | 98-17-000 | N | X |  | Jersey Central Power & Lt Co | 9726 | NJ | 34.5 |  |  | N | [5 empty] | X | X
20238 | Watchtower Bible & Tract Soc-NY | 55619 | Watchtower Educational Center | 100 Watchtower Drive | Patterson | NY | 12563 | Putnam | 41.4984 | -73.5746 | NPCC | NYIS | New York Independent System Operator |  | 813 | NR | 4 | Commercial Non-CHP | N |  | N |  | N |  |  | X |  | New York State Elec & Gas Corp | 13511 | NY | 13 |  |  | N |  | COLUMBIA GAS TRANSMISSION CORP |  |  |  | N | N
11241 | Entergy Louisiana LLC | 55620 | Perryville Power Station | 11140 Hwy 165 N | Sterlington | LA | 71280 | Ouachita | 32.6908 | -92.0183 | SPP | MISO | Midcontinent Independent Transmission System Operator, Inc.. | Bayou Bartholemew | 22 | RE | 1 | Electric Utility | N |  | N |  | N |  | N | X |  | Entergy Louisiana LLC | 11241 | LA | 500 |  |  | N |  | TEXAS GAS TRANSMISSION LLC | TENNESSEE GAS PIPELINE COMPANY |  |  | N | X
59367 | Utah Municipal Power Agency | 55622 | West Valley Generation Project | 5935 West 4700 South | West Valley City | UT | 84118 | Salt Lake | 40.6667 | -112.0317 | WECC | PACE | PacifiCorp - East | Municipality | 22 | NR | 2 | IPP Non-CHP | N |  | N |  | N |  | N | X |  | PacifiCorp | 14354 | UT | 138 |  |  | N |  | KERN RIVER GAS TRANSMISSION CO |  |  |  | N | N
49971 | Creed Energy Center LLC | 55625 | Creed Energy Center | 6150 Creed Road | Suisun | CA | 94585 | Solano | 38.2422 | -121.8547 | WECC | CISO | California Independent System Operator | Well | 22 | NR | 2 | IPP Non-CHP | N |  | N |  | Y | 02-150-000 | N | X |  | Pacific Gas & Electric Co | 14328 | CA | 230 |  |  | N |  | PACIFIC GAS |  |  |  | N | N
49972 | Gilroy Energy Center LLC | 55626 | Lambie Energy Center | 5975 Lambie Road | Suisun | CA | 94585 | Solano | 38.2216 | -121.8683 | WECC | CISO | California Independent System Operator | Wells | 22 | NR | 2 | IPP Non-CHP | N |  | N |  | Y | 02-151-000 | N | X |  | Pacific Gas & Electric Co | 14328 | CA | 230 |  |  | N |  | PACIFIC GAS |  |  |  | N | N
49970 | Goose Haven Energy Center | 55627 | Goose Haven Energy Center | 3853 Goosehaven Road | Suisun | CA | 94585 | Solano | 38.2268 | -121.8433 | WECC | CISO | California Independent System Operator | Wells | 22 | NR | 2 | IPP Non-CHP | N |  | N |  | Y | 02-152-000 | N | X |  | Pacific Gas & Electric Co | 14328 | CA | 230 |  |  | N |  | PACIFIC GAS |  |  |  | N | N
772 | Archer Daniels Midland Co | 55638 | Walhalla | County Road 9 | Walhalla | ND | 58282 | Pembina | 48.9089 | -97.8865 | MRO | MISO | Midcontinent Independent Transmission System Operator, Inc.. | Municipality | 311 | NR | 7 | Industrial CHP | N |  | N |  | N |  | N | X |  | Otter Tail Power Co | 14232 | MN | 4
56928 | LSP University Park LLC | 55640 | University Park North | 787 Industrial Drive | University Park | IL | 60484 | Will | 41.4425 | -87.7514 | RFC | PJM | PJM Interconnection, LLC |  | 22 | NR | 2 | IPP Non-CHP | N |  | N |  | N |  | N | X |  | Commonwealth Edison Co | 4110 | IL | 345 |  |  | N | NARRAGANSETT ELECTRIC CO GAS DIV RI | ANR PIPELINE COMPANY |  |  |  | N | X
20856 | Wisconsin Power & Light Co | 55641 | Riverside Energy Center | 1401 W. B-R Town Line Road | Beloit | WI | 53511 | Rock | 42.5831 | -89.0358 | MRO | MISO | Midcontinent Independent Transmission System Operator, Inc.. | Wells | 22 | RE | 1 | Electric Utility | N |  | N |  | N |  | N | X |  | American Transmission Co | 659 | WI | 138 | 345 |  | N | WISCONSIN POWER AND LIGHT COMPANY | ANR PIPELINE COMPANY |  |  |  | N
2799 | Calpine Corp - Metcalf Energy Center | 55642 | Moapa Paiute Energy Center | N/A | Moapa | NV | 89030 | Clark | 36.702 | -114.5125 | WECC | CISO | California Independent System Operator | Well | 22 | NR | 2 | IPP Non-CHP | N |  | N |  | N |  |  | X |  | Pacific Gas & Electric Co | 14328 | CA | 230
15466 | Public Service Co of Colorado | 55645 | Blue Spruce Energy Center | 1751 N Powhaton Rd | Aurora | CO | 80019 | Adams | 39.7479 | -104.6814 | WECC | PSCO | Public Service Company of Colorado | Wells | 22 | RE | 1 | Electric Utility | N |  | N |  | N |  | N | X |  | Public Service Co of Colorado | 15466 | CO | 230 |  |  | N |  | COLORADO INTERSTATE GAS COMPANY LLC |  |  |  | N | N
15142 | Plains End Operating Services LLC | 55650 | Plains End | 8950 Highway 93 | Arvada | CO | 80001 | Jefferson | 39.8575 | -105.226 | WECC | PSCO | Public Service Company of Colorado |  | 22 | NR | 2 | IPP Non-CHP | N |  | N |  | Y | 01-229-000 | N | X |  | Public Service Co of Colorado | 15466 | CO | 230 |  |  | N | PUB SERVICE CO OF COLORADO | PUB SERVICE CO OF COLORADO |  |  |  | N | N
22500 | Westar Energy Inc | 55651 | Spring Creek Energy Center | 13200 South Council Road | Edmond | OK | 73025 | Logan | 35.7422 | -97.655 | SPP | SWPP | Southwest Power Pool | Deer Creek Water Corp | 22 | RE | 1 | Electric Utility | N |  | N |  | N |  | N | X |  | Westar Energy Inc | 22500 | KS | 345 |  |  | N |  | ONEOK GAS TRANSPORTATION |  |  |  | N | N
23279 | Allegheny Energy Supply Co LLC | 55654 | FirstEnergy Chambersburg | -- | Chambersburg | PA | 17235 | Franklin | 39.8669 | -77.6858 | RFC | PJM | PJM Interconnection, LLC | Municipality | 22 | NR | 2 | IPP Non-CHP | N |  | N |  | N |  | N | X |  | West Penn Power Company | 20387 | PA | 138 |  |  | N |  | TEXAS EASTERN TRANSMISSION LP |  |  |  | N | N
20447 | Western Farmers Elec Coop, Inc | 55655 | WFEC GenCo LLC | 701 B NE 7th Street | Anadarko | OK | 73005 | Caddo | 35.0833 | -98.2264 | SPP | SWPP | Southwest Power Pool | Ft Cobb Lake | 22 | RE | 1 | Electric Utility | N |  | N |  | Y | 00-247-000 | N | X |  | Western Farmers Elec Coop, Inc | 20447 |  | 138 |  |  | N | ONEOK FIELD SERVICES |  |  |  |  | N | X
2820 | Calpine Corp - Pastoria Energy Center | 55656 | Pastoria Energy Facility, LLC | 39789 Edmonston Pumping plant | Lebec | CA | 93243 | Kern | 34.9556 | -118.844 | WECC | CISO | California Independent System Operator | Wheeler Ridge Maricopa Water | 22 | NR | 2 | IPP Non-CHP | N |  | N |  | Y | 01-299-000 | N | X |  | Southern California Edison Co | 17609 | CA | 230 |  |  | N |  | MOJAVE PIPELINE CO LLC |  |  |  | N
13538 | Essential Power Newington LLC | 55661 | Essential Power Newington LLC | 99 Old Dover Road | Newington | NH | 3801 | Rockingham | 43.1047 | -70.8061 | NPCC | ISNE | ISO New England Inc. | Piscataqua River | 22 | NR | 2 | IPP Non-CHP | N |  | N |  | N |  | N | X |  | Public Service Co of NH | 15472 | NH | 345 |  |  | N |  | MARITIMES NORTHEAST PIPELINE LLC |  |  |  | N
14354 | PacifiCorp | 55662 | Chehalis Generating Facility | 1813 Bishop Road | Chehalis | WA | 98532 | Lewis | 46.6225 | -122.9131 | WECC | BPAT | Bonneville Power Administration | Dry Cooling System | 22 | RE | 1 | Electric Utility | N |  | N |  | Y | 01-269-000 |  | X |  | Bonneville Power Administration | 1738 | WA | 500 |  |  | N |  | NORTHWEST PIPELINE GP |  |  |  | N
39347 | East Texas Electric Coop, Inc | 55664 | Harrison County Power Project | 12039 SH 43 South | Marshall | TX | 75670 | Harrison | 32.3958 | -94.4367 | SPP | SWPP | Southwest Power Pool | City Of Longview | 22 | RE | 1 | Electric Utility | N |  | N |  | Y | 02-25-000 | N | X |  | AEP Texas North Company | 20404 | TX | 345 |  |  | N |  | GULF SOUTH PIPELINE COMPANY LP | NATURAL GAS PL CO OF AMERICA LLC |  |  | N | X
11275 | Lower Mount Bethel Energy LLC | 55667 | Lower Mount Bethel Energy | 6079 DePues Ferry Road | Bangor | PA | 18013 | Northampton | 40.8019 | -75.1076 | RFC | PJM | PJM Interconnection, LLC | Delaware River | 22 | NR | 2 | IPP Non-CHP | N |  | N |  | Y | 02-174-000 | N | X |  | PPL Electric Utilities Corp | 14715 | PA | 16.8 |  |  | N |  | TEXAS EASTERN TRANSMISSION LP | TRANSCONTINENTAL GAS PIPELINE |  |  | N
59417 | SEPG Operating Services, LLC ALS | 55672 | AL Sandersville LLC | 1600 Mills Lindsey School Road | Warthen | GA | 31094 | Washington | 33.1189 | -82.8608 | SERC | SOCO | Southern Company Services, Inc. - Trans | Wells | 22 | NR | 2 | IPP Non-CHP | N |  | N |  | Y | 02-94-000 | N | X |  | Georgia Power Co | 7140 | GA | 500 |  |  | N |  | SOUTHERN NATURAL GAS COMPANY |  |  |  | N
58149 | Renewable World Energies LLC | 55684 | Flambeau Crowley Rapids Project | N13706 Crowley Road | Park Falls | WI | 54552 | Price | 45.8683 | -90.5844 | MRO | MISO | Midcontinent Independent Transmission System Operator, Inc.. | Flambeau River | 22 | NR | 2 | IPP Non-CHP | N |  | N |  | N |  |  | X |  | Northern States Power Co | 13780 | WI | 34.5 |  |  | N
58149 | Renewable World Energies LLC | 55685 | Flambeau Lower Project | 1301 First Avenue South | Park Falls | WI | 54552 | Price | 45.9135 | -90.4475 | MRO | MISO | Midcontinent Independent Transmission System Operator, Inc.. | Flambeau River | 22 | NR | 2 | IPP Non-CHP | N |  | N |  | N |  |  | X |  | Northern States Power Co | 13780 | WI | 34.5 |  |  | N
13407 | Nevada Power Co | 55687 | Higgins Generating Station | 1275 E Primm Blvd. | Primm | NV | 89019 | Clark | 35.6139 | -115.3561 | WECC | NEVP | Nevada Power Company | Treated Wastewater | 22 | RE | 1 | Electric Utility | N |  | N |  | Y | 03-53-000 |  | X |  | Nevada Power Co | 13407 | NV | 230 |  |  | N |  | KERN RIVER GAS TRANSMISSION CO |  |  |  | N
56607 | Calpine Bethlehem LLC | 55690 | Bethlehem Power Plant | 2254 Applebutter Road | Bethlehem | PA | 18015 | Northampton | 40.6175 | -75.3147 | RFC | PJM | PJM Interconnection, LLC | Lehigh River | 22 | NR | 2 | IPP Non-CHP | N |  | N |  | Y | 02-163-000 | N | X |  | PPL Electric Utilities Corp | 14715 | PA | 500 | 230 |  | N | UGI UTILITIES |  |  |  |  | N | X
18642 | Tennessee Valley Authority | 55694 | Quantum Choctaw Power LLC | 2510 Pensacola Road | Ackerman | MS | 39735 | Choctaw | 33.3792 | -89.2089 | SERC | TVA | Tennessee Valley Authority | Deep Wells | 22 | RE | 1 | Electric Utility | N |  | N |  | N |  |  | X |  | Tennessee Valley Authority | 18642 | MS | 500 |  |  | N |  | TEXAS EASTERN TRANSMISSION LP |  |  |  | N
7724 | AltaGas San Joaquin Energy Inc. | 55698 | Hanford Energy Park Peaker | 10550 Idaho Ave | Hanford | CA | 93230 | Kings | 36.2701 | -119.6481 | WECC | CISO | California Independent System Operator | Wells | 22 | NR | 2 | IPP Non-CHP | N |  | N |  | Y | 01-225-000 | N | X |  | Pacific Gas & Electric Co | 14328 | CA | 115 |  |  | N | SOUTHERN CALIFORNIA GAS COMPANY |  |  |  |  | N | N
1268 | Bayswater Peaking Facility LLC | 55699 | Bayswater Peaking Facility LLC | 14-25 Bay 24th Street | Far Rockaway | NY | 11691 | Queens | 40.6107 | -73.7622 | NPCC | NYIS | New York Independent System Operator | Municipality | 22 | NR | 2 | IPP Non-CHP | N |  | N |  | Y | 02-61-000 | N | X |  | Long Island Power Authority | 11171 | NY | 69 |  |  | N | PUBLIC SERVICE ELECTRIC GAS CO |  |  |  |  | N | X
15500 | Puget Sound Energy Inc | 55700 | Mint Farm Generating Station | 1200 Prudential Blvd | Longview | WA | 98632 | Cowlitz | 46.1388 | -122.9855 | WECC | BPAT | Bonneville Power Administration | Wells | 22 | RE | 1 | Electric Utility | N |  | N |  | N |  | N | X |  | Bonneville Power Administration | 1738 | WA | 230 |  |  | N | CASCADE NAT GAS CORP |  |  |  |  | N
40577 | American Mun Power-Ohio, Inc | 55701 | Fremont Energy Center | 1275 County Rd 138A | Fremont | OH | 43420 | Sandusky | 41.3771 | -83.1614 | RFC | PJM | PJM Interconnection, LLC | Municipality | 22 | RE | 1 | Electric Utility | N |  | N |  | Y | 01-281-000 | N | X |  | American Transmission Systems Inc | 56162 | OH | 138 |  |  | N |  | DOMINION TRANSMISSION INCORPORATED |  |  |  | N
54885 | NRG Wholesale Generation LP | 55706 | Choctaw County | 2446 Highway 407 | French Camp | MS | 39745 | Choctaw | 33.2881 | -89.4201 | SERC | TVA | Tennessee Valley Authority | Wells | 22 | NR | 2 | IPP Non-CHP | N |  | N |  | Y | 04-77-000 | N | X |  | Tennessee Valley Authority | 18642 | MS | 500 |  |  | N |  | TEXAS EASTERN TRANSMISSION LP |  |  |  | N | N
17650 | Southern Power Co | 55708 | Nacogdoches Power | 499 County Road 988 | Cushing | TX | 75760 | Nacogdoches | 31.8321 | -94.9006 | TRE | ERCO | Electric Reliability Council of Texas, Inc. | Lake Striker | 22 | NR | 2 | IPP Non-CHP | N |  | N |  | N |  |  | X |  | Oncor Electric Delivery Company LLC | 44372 | TX | 138 |  |  | N
23279 | Allegheny Energy Supply Co LLC | 55710 | FirstEnergy Allegheny Energy Units 3 4 & 5 | Butler Street Exit | Springdale | PA | 15144 | Allegheny | 40.5453 | -79.7686 | RFC | PJM | PJM Interconnection, LLC | Allegheney River | 22 | NR | 2 | IPP Non-CHP | N |  | N |  | N |  | N | X |  | West Penn Power Company | 20387 | PA | 138 |  |  | N |  | DOMINION TRANSMISSION INCORPORATED |  |  |  | N | N
23279 | Allegheny Energy Supply Co LLC | 55711 | FirstEnergy | -- | Salome | AZ | 85348 | La Paz | 33.9358 | -113.555 | RFC |  | No BA | n/a | 22 | NR | 2 | IPP Non-CHP | N |  | N |  | N |  | N | X |  |  | 6641 | MS | 34.5
807 | Arkansas Electric Coop Corp | 55714 | Magnet Cove | 410 Henderson Road | Malvern | AR | 72104 | Hot Spring | 34.4297 | -92.8317 | SERC | MISO | Midcontinent Independent Transmission System Operator, Inc.. | Ouachita River | 22 | RE | 1 | Electric Utility | N |  | N |  | Y | 02-68-000 | N | X |  | Entergy Arkansas Inc | 814 | AR | 500 |  |  | N |  | ENABLE GAS TRANSMISSION LLC |  |  |  | N | X
5109 | DTE Electric Company | 55718 | Dean | 4490 River Road | East China | MI | 48054 | St Clair | 42.7725 | -82.4953 | RFC | MISO | Midcontinent Independent Transmission System Operator, Inc.. |  | 22 | RE | 1 | Electric Utility | N |  | N |  | N |  | N | X |  | ITC Transmission | 56068 | MI | 120 |  |  | N |  | DTE GAS COMPANY |  |  |  | N | X
19740 | AES Wind Generation Inc | 55719 | Mountain View I&2 | 19435 Ruppert Street | North Palm Springs | CA | 92258 | Riverside | 33.9211 | -116.5642 | WECC | CISO | California Independent System Operator |  | 22 | NR | 2 | IPP Non-CHP | N |  | N |  | Y | 01-93-000 |  | X |  | Southern California Edison Co | 17609 | CA | 135 |  |  | N
9191 | Idaho Power Co | 55733 | Bennett Mountain | 2750 NE Industrial Way | Mountain Home | ID | 83647 | Elmore | 43.1472 | -115.6666 | WECC | IPCO | Idaho Power Company |  | 22 | RE | 1 | Electric Utility | N |  | N |  | N |  | N | X |  | Idaho Power Co | 9191 | ID | 230 |  |  | N |  | NORTHWEST PIPELINE GP |  |  |  | N | N
7531 | Gray County Wind Energy LLC | 55734 | Gray County Wind Energy | 100 W. Mexitli Street | Montezuma | KS | 67867 | Gray | 37.6133 | -100.3782 | SPP | SWPP | Southwest Power Pool |  | 22 | NR | 2 | IPP Non-CHP | N |  | N |  | N |  | N | X |  | Victory Electric Coop Assn Inc | 19820 | KS | 115 |  |  | N | [5 empty] | X | X
59924 | Dynegy Hanging Rock Energy Facility | 55736 | Hanging Rock Energy Facility | 1395 County Rd 1A | Ironton | OH | 45638 | Lawrence | 38.5731 | -82.7833 | RFC | PJM | PJM Interconnection, LLC | Ohio River | 22 | NR | 2 | IPP Non-CHP | N |  | N |  | N |  | N | X |  | Ohio Power Co | 14006 | OH | 765 |  |  | N |  | TEXAS EASTERN TRANSMISSION LP | TENNESSEE GAS PIPELINE COMPANY |  |  | N | N
23279 | Allegheny Energy Supply Co LLC | 55738 | Buchanan Generation LLC | Rt 626 off Rt 460 | Keen Mountain | VA | 24631 | Buchanan | 37.1753 | -81.9614 | RFC | PJM | PJM Interconnection, LLC | Municipality | 22 | NR | 2 | IPP Non-CHP | N |  | N |  | N |  | N | X |  | West Penn Power Company | 20387 | PA | 138 |  |  | N |  | COLUMBIA GAS TRANSMISSION CORP |  |  |  | N | N
59496 | Allete Clean Energy | 55739 | Condon Windpower LLC | 15981 Highway 206 | Condon | OR | 97823 | Gilliam | 45.2766 | -120.2794 | WECC | BPAT | Bonneville Power Administration |  | 22 | NR | 2 | IPP Non-CHP | N |  | N |  | Y | 02-29-000 | N | X |  | Bonneville Power Administration | 1738 | OR | 115 |  |  | N | [5 empty] | N | X
58772 | MHI Wind Power | 55740 | Rock River I LLC | HC64 Box 404 | McFadden | WY | 82083 | Carbon | 41.7172 | -106.1077 | WECC | PACE | PacifiCorp - East |  | 22 | NR | 2 | IPP Non-CHP | N |  | N |  | Y | 01-271-000 |  | X |  | PacifiCorp | 14354 | WY | 135 |  |  | N | [5 empty] | X
5906 | EDF Renewable Services Inc | 55741 | Ridge Crest Wind Partners | 502 Main Street | Peetz | CO | 80747 | Logan | 40.9459 | -103.162 | WECC | PSCO | Public Service Company of Colorado |  | 22 | NR | 2 | IPP Non-CHP | N |  | N |  | N |  |  | X |  | Public Service Co of Colorado | 15466 | CO | 34.5 |  |  | N
20847 | Wisconsin Electric Power Co | 55742 | Montfort Wind Energy Center | 3145 Anderson Lane | Montfort | WI | 53569 | Iowa | 42.9625 | -90.3867 | RFC | MISO | Midcontinent Independent Transmission System Operator, Inc.. |  | 22 | RE | 1 | Electric Utility | N |  | N |  | N |  | N | X |  | American Transmission Co | 659 | WI | 69 |  |  | N | [5 empty] | X
13866 | NWP Indian Mesa Wind Farm LP | 55747 | NWP Indian Mesa Wind Farm | Bar M Ranch | Iraan | TX | 79744 | Pecos | 30.9315 | -102.2014 | TRE | ERCO | Electric Reliability Council of Texas, Inc. |  | 22 | NR | 2 | IPP Non-CHP | N |  | N |  | Y | 01-166-000 | N | X |  | AEP Texas North Company | 20404 | TX | 34.5 |  |  | N | [5 empty] | X | X
2860 | Los Esteros Critical Energy Facility LLC | 55748 | Los Esteros Critical Energy Center | 800 Thomas Foon Chew Way | San Jose | CA | 95134 | Santa Clara | 37.425 | -121.9319 | WECC | CISO | California Independent System Operator | Municipality | 22 | NR | 2 | IPP Non-CHP | N |  | N |  | Y | 02-130-000 | N | X |  | Pacific Gas & Electric Co | 14328 | CA | 115 |  |  | N |  | PACIFIC GAS |  |  |  | N | N
16233 | Heorot Power Management | 55749 | Hardin Generator Project | Rt 1 Bx 1144A Sugar Factory Rd | Hardin | MT | 59034 | Big Horn | 45.7578 | -107.6 | WECC | NWMT | NorthWestern Energy (NWMT) | Bighorn River | 22 | NR | 2 | IPP Non-CHP | N |  | N |  | Y | 02-173-000 | N | X |  | NorthWestern Energy LLC - (MT) | 12825 | MT | 115 |  |  | N | MONTANA DAKOTA UTILITIES CO |  |  |  |  | N | X
17412 | County of Sonoma Dept of Trnsp | 55752 | Sonoma Central Landfill Phase I | 500 Mecham Road | Petaluma | CA | 94952 | Sonoma | 38.3017 | -122.7489 | WECC | CISO | California Independent System Operator | Closed System/Radiator | 562212 | NR | 4 | Commercial Non-CHP | N |  | Y | 97-116-000 | N |  | N | X |  | Pacific Gas & Electric Co | 14328 | CA | 60 |  |  | N | [5 empty] | N | X
17412 | County of Sonoma Dept of Trnsp | 55753 | Sonoma Central Landfill Phase II | 500 Mecham Road | Petaluma | CA | 94952 | Sonoma | 38.3017 | -122.7489 | WECC | CISO | California Independent System Operator | Closed System/Radiator | 562212 | NR | 4 | Commercial Non-CHP | N |  | Y | 02-1330-001 | N |  | N | X |  | Pacific Gas & Electric Co | 14328 | CA | 60 |  |  | N | [5 empty] | N | X
12758 | Model City Energy LLC | 55757 | Model City Energy Facility | 1447 Pletcher Road | Youngstown | NY | 14174 | Niagara | 43.2094 | -78.9836 | NPCC | NYIS | New York Independent System Operator | Town water | 22 | NR | 2 | IPP Non-CHP | N |  | Y | 01-122-000 | N |  | N | X |  | Niagara Mohawk Power Corp. | 13573 | NY | 34.5 |  |  | N | [5 empty] | N | X
9205 | Illinois Electricial Gen Partn | 55759 | Roxana Resource Recovery | 4600 Cahokia Creek Rd. | Roxana | IL | 62084 | Madison | 38.8311 | -90.0119 | SERC | MISO | Midcontinent Independent Transmission System Operator, Inc.. |  | 22 | NR | 2 | IPP Non-CHP | N |  | Y | 97-110-000 | N |  | N | X |  |  |  |  | 12.47 |  |  | N
9205 | Illinois Electricial Gen Partn | 55760 | Streator Energy Partners LLC | 2111 Coalville Road | Streator | IL | 61634 | Livingston | 41.0919 | -88.8519 | RFC | PJM | PJM Interconnection, LLC |  | 22 | NR | 2 | IPP Non-CHP | N |  | Y | 97-114-000 | N |  | N | X |  | Commonwealth Edison Co | 4110 | IL | 12.47 |  |  | N
9205 | Illinois Electricial Gen Partn | 55761 | Devonshire Power Partners LLC | 795 E 138 Street | Dolton | IL | 60419 | Cook | 41.645 | -87.6011 | RFC | PJM | PJM Interconnection, LLC |  | 22 | NR | 2 | IPP Non-CHP | N |  | Y | 97-26-00 | N |  |  | X |  | Commonwealth Edison Co | 4110 | IL | 34.5 |  |  | N
9205 | Illinois Electricial Gen Partn | 55762 | Brickyard Energy Partners LLC | 601 E Brickyard Road | Danville | IL | 61832 | Vermilion | 40.1003 | -87.6111 | SERC | MISO | Midcontinent Independent Transmission System Operator, Inc.. |  | 22 | NR | 2 | IPP Non-CHP | N |  | Y | 97-120-000 | N |  |  | X |  | Ameren Illinois Company | 56697 | IL | 12.47 |  |  | N
9205 | Illinois Electricial Gen Partn | 55763 | Dixon/Lee Energy Partners LLC | 1279 Batan Road | Dixon | IL | 61021 | Lee | 41.7375 | -89.3848 | RFC | PJM | PJM Interconnection, LLC |  | 22 | NR | 2 | IPP Non-CHP | N |  | Y | 97-108-000 | N |  |  | X |  | Commonwealth Edison Co | 4110 | IL | 12.47 |  |  | N
9205 | Illinois Electricial Gen Partn | 55764 | Upper Rock Energy Partners LLC | 17201 20th Ave North | East Moline | IL | 61244 | Rock Island | 41.5367 | -90.3761 | MRO | MISO | Midcontinent Independent Transmission System Operator, Inc.. |  | 22 | NR | 2 | IPP Non-CHP | N |  | Y | 97-111-000 | N |  | N | X |  | MidAmerican Energy Co | 12341 | IL | 13.2 |  |  | N
20183 | Waste Management Inc | 55765 | Green Knight Energy Center | 2147 Pen Argyl Road | Pen Argyl | PA | 18072 | Northampton | 40.8592 | -75.2627 | RFC | PJM | PJM Interconnection, LLC |  | 22 | NR | 2 | IPP Non-CHP | N |  | Y | 00-19-000 | N |  | N | X |  | Metropolitan Edison Co | 12390 | PA | 34.5 |  |  | N
16546 | Sacramento County of Dpt Waste | 55766 | Kiefer Landfill | 12701 Kiefer Blvd | Sloughhouse | CA | 95683 | Sacramento | 38.5136 | -121.1944 | WECC | BANC | Balancing Authority of Northern California |  | 562212 | NR | 4 | Commercial Non-CHP | N |  | N |  | N |  | N | X |  | Sacramento Municipal Util Dist | 16534 | CA | 69 |  |  | N | [5 empty] | X | X
9205 | Illinois Electricial Gen Partn | 55767 | Riveside Resource Recovery LLC | 1371 North Joliet Road | Romeoville | IL | 60441 | Will | 41.685 | -88.05 | RFC | PJM | PJM Interconnection, LLC |  | 22 | NR | 2 | IPP Non-CHP | N |  | Y | 97-25-0000 | N |  |  | X |  | Commonwealth Edison Co | 4110 | IL | 12.47 |  |  | N
9205 | Illinois Electricial Gen Partn | 55768 | Avon Energy Partners LLC | 2000 East 122nd Street | Chicago | IL | 60633 | Cook | 41.6742 | -87.5786 | RFC | PJM | PJM Interconnection, LLC |  | 22 | NR | 2 | IPP Non-CHP | N |  | Y | 97-24-000 | N |  |  | X |  | Commonwealth Edison Co | 4110 | IL | 12.47 |  |  | N
49880 | EDP Renewables North America LLC | 55769 | Madison Windpower LLC | Stone Road | Madison | NY | 13402 | Madison | 42.8947 | -75.4517 | NPCC | NYIS | New York Independent System Operator |  | 22 | NR | 2 | IPP Non-CHP | N |  | N |  | Y | 00-103-000; 05-232-000 |  | X |  | New York State Elec & Gas Corp | 13511 | NY | 115 |  |  | N
4767 | Dane County Public Works | 55770 | Dane County Landfill #2 Rodefeld | 7102 US Highway 12 & 18 | Madison | WI | 53713 | Dane | 43.0453 | -89.2539 | MRO | MISO | Midcontinent Independent Transmission System Operator, Inc.. |  | 22 | NR | 2 | IPP Non-CHP | N |  | N |  | N |  |  | X |  | Madison Gas & Electric Co | 11479 | WI | 13.8 |  |  | N
9205 | Illinois Electricial Gen Partn | 55773 | Countyside Genco LLC | 1292 S Route 83 | Grayslake | IL | 60030 | Lake | 42.3211 | -88.0319 | RFC | PJM | PJM Interconnection, LLC |  | 22 | NR | 2 | IPP Non-CHP | N |  | Y | 98-27-000 | N |  | N | X |  | Commonwealth Edison Co | 4110 | IL | 12.47 |  |  | N
9205 | Illinois Electricial Gen Partn | 55774 | Morris Genco LLC | 1800 Ashley Road | Morris | IL | 60450 | Grundy | 41.3776 | -88.4012 | RFC | PJM | PJM Interconnection, LLC |  | 22 | NR | 2 | IPP Non-CHP | N |  | Y | 98-55-000 | N |  | N | X |  | Commonwealth Edison Co | 4110 | IL | 34.5 |  |  | N
21148 | Zapco Energy Tactics Corp | 55776 | Barre | 99 Barre Depot Road | Barre | MA | 1005 | Worcester | 42.3875 | -72.0781 | NPCC | ISNE | ISO New England Inc. |  | 22 | NR | 2 | IPP Non-CHP | N |  | Y | 97-125-003 | N |  | N | X |  | New England Power Company | 13433 |  | 13.8 |  |  | N
21148 | Zapco Energy Tactics Corp | 55779 | Dunbarton Energy Partners LP | 625 Dunbarton Road | Manchester | NH | 3102 | Hillsborough | 43.02 | -71.4944 | NPCC | ISNE | ISO New England Inc. |  | 22 | NR | 2 | IPP Non-CHP | N |  | Y | 88-446-002 | N |  | N | X |  | Public Service Co of NH | 15472 | NH | 13.8
55728 | Bright Light Capital LLC | 55782 | Wilmont Hills LLC | Hwy 91 | Wilmont | MN | 56155 | Nobles | 43.7547 | -95.8534 | MRO | MISO | Midcontinent Independent Transmission System Operator, Inc.. |  | 22 | NR | 2 | IPP Non-CHP | N |  | N |  | N |  |  | X |  | Nobles Cooperative Electric | 13684 | MN | 34.5 |  |  | N
56852 | Edgewood Energy LLC | 55786 | Edgewood Energy LLC | West End Campus Road | Brentwood | NY | 11717 | Suffolk | 40.7861 | -73.2931 | NPCC | NYIS | New York Independent System Operator | Municipality | 22 | NR | 2 | IPP Non-CHP | N |  | N |  | Y | 02-132-000 |  | X |  | Long Island Power Authority | 11171 | NY | 69 |  |  | N |  | TRANSCONTINENTAL GAS PIPELINE |  |  |  | N | X
56853 | Shoreham Energy LLC | 55787 | Shoreham Energy LLC | 227 N. County Road | Shoreham | NY | 11719 | Suffolk | 40.9571 | -72.8659 | NPCC | NYIS | New York Independent System Operator | Municipality | 22 | NR | 2 | IPP Non-CHP | N |  | N |  | Y | 02-133-000 | N | X |  | Long Island Power Authority | 11171 | NY | 69 |  |  | N | [5 empty] | N | X
34688 | CHI Energy Inc | 55790 | Fenner Wind | 5508 Bellinger Rd. | Cazenovia | NY | 13035 | Madison | 42.989 | -75.7625 | NPCC | NYIS | New York Independent System Operator |  | 22 | NR | 2 | IPP Non-CHP | N |  | N |  | N |  |  | X |  | Niagara Mohawk Power Corp. | 13573 | NY | 115 |  |  | N
14629 | Pecos Wind II LP | 55795 | Woodward Mountain II | 6.5 miles South Hwy | Girvin | TX | 79740 | Pecos | 30.9514 | -102.4141 | TRE | ERCO | Electric Reliability Council of Texas, Inc. |  | 22 | NR | 2 | IPP Non-CHP | N |  | N |  | N |  | N | X |  | AEP Texas North Company | 20404 | TX | 34.5 |  |  | N | [5 empty] | X | X
14628 | Pecos Wind I LP | 55796 | Woodward Mountain I | 6.5 miles South Hwy | Girvin | TX | 79740 | Pecos | 30.9514 | -102.4141 | TRE | ERCO | Electric Reliability Council of Texas, Inc. |  | 22 | NR | 2 | IPP Non-CHP | N |  | N |  | N |  | N | X |  | AEP Texas North Company | 20404 | TX | 34.5 |  |  | N | [5 empty] | X | X
55703 | Otsego Paper Inc | 55799 | Otsego Mill Power Plant | 320 North Farmer Street | Otsego | MI | 49078 | Allegan | 42.4628 | -85.6961 | RFC | MISO | Midcontinent Independent Transmission System Operator, Inc.. |  | 32213 | NR | 7 | Industrial CHP | N |  | N |  | N |  | N | X |  | Consumers Energy Co | 4254 | MI | 46 |  |  | N | MICHIGAN GAS UTILITIES CO |  |  |  |  | N
6693 | Marcus Hook Energy LP | 55801 | Marcus Hook Energy LP | Delaware Ave | Marcus Hook | PA | 19061 | Delaware | 39.807 | -75.4216 | RFC | PJM | PJM Interconnection, LLC | Delaware River | 22 | NR | 3 | IPP CHP | N |  | N |  | Y | 02-27-000 | N | X |  | PECO Energy Co | 14940 | PA | 230 |  |  | N |  | TRANSCONTINENTAL GAS PIPELINE |  |  |  | N | X
55972 | Valencia Power LLC | 55802 | Valencia Energy Facility | 55 Christine Dr | Belen | NM | 87002 | Valencia | 34.6115 | -106.7322 | WECC | PNM | Public Service Company of New Mexico | Rio Grande Utility Corp | 22 | NR | 2 | IPP Non-CHP | N |  | N |  | N |  |  | X |  | Public Service Co of NM | 15473 | NM | 115 |  |  | N |  | TRANSWESTERN PIPELINE COMPANY |  |  |  | N
17515 | Somerset Windpower LLC | 55803 | FPL E Somerset Windpower LLC | 68 Braddock Drive | Ohiopyle | PA | 15501 | Somerset | 39.9792 | -79.0128 | RFC | PJM | PJM Interconnection, LLC |  | 22 | NR | 2 | IPP Non-CHP | N |  | N |  | N |  |  | X |  | Pennsylvania Electric Co | 14711 | PA | 25 |  |  | N
13808 | Northern Iowa Windpower LLC | 55804 | Top of Iowa Windfarm | 4119 Evergreen Ave | Joice | IA | 50446 | Worth | 43.3833 | -93.4167 | MRO | MISO | Midcontinent Independent Transmission System Operator, Inc.. |  | 22 | NR | 2 | IPP Non-CHP | N |  | Y | 02-257-000 | N |  | N | X |  | ITC Midwest LLC | 56161 |  | 161 |  |  | N | [5 empty] | X | X
12562 | FPL Energy FPL E Mill Run WIndpower LLC | 55805 | Mill Run Windpower | 4309 Kingwood Rd. Ste. 1 | Rockwood | PA | 15557 | Somerset | 39.9134 | -79.3936 | RFC | PJM | PJM Interconnection, LLC |  | 22 | NR | 2 | IPP Non-CHP | N |  | N |  | N |  | N | X |  | Somerset Rural Elec Coop, Inc | 40167 | PA | 230 |  |  | N
7724 | AltaGas San Joaquin Energy Inc. | 55807 | Henrietta Peaker | 16027 25th Avenue | Lemoore | CA | 93245 | Kings | 36.2397 | -119.9044 | WECC | CISO | California Independent System Operator | Westland Irrigation District | 22 | NR | 2 | IPP Non-CHP | N |  | N |  | Y | 01-225-000 | N | X |  | Pacific Gas & Electric Co | 14328 | CA | 70 |  |  | N | SOUTHERN CALIFORNIA GAS COMPANY |  |  |  |  | N | N
10046 | Kas Brothers Windfarm LLC | 55809 | Kas Brothers Windfarm | County Road 18 | Woodstock | MN | 56164 | Pipestone | 44.0119 | -96.1125 | MRO | MISO | Midcontinent Independent Transmission System Operator, Inc.. |  | 22 | NR | 2 | IPP Non-CHP | N |  | N |  | N |  |  | X |  | Northern States Power Co - Minnesota | 13781 | MN | 34.5 |  |  | N
3028 | Calpine Gilroy Cogen LP | 55810 | Gilroy Peaking Energy Center | 1400 Pacheco Pass Hwy | Gilroy | CA | 95020 | Santa Clara | 36.999 | -121.5363 | WECC | CISO | California Independent System Operator | Reclaimed SCWRA water | 22 | NR | 2 | IPP Non-CHP | N |  | N |  | Y | 01-287-000 | N | X |  | Pacific Gas & Electric Co | 14328 | CA | 115 |  |  | N |  | PACIFIC GAS |  |  |  | N
2865 | Calpine Corp-King City | 55811 | King City Peaking | 51 Don Bates Way | King City | CA | 93930 | Monterey | 36.2248 | -121.1246 | WECC | CISO | California Independent System Operator | Municipality | 22 | NR | 2 | IPP Non-CHP | N |  | N |  | Y | 01-286-000 | N | X |  | Pacific Gas & Electric Co | 14328 | CA | 64 |  |  | N | Other - See pipeline notes. | PACIFIC GAS |  |  |  | N | X
2867 | Calpine Corp-Yuba City | 55813 | Yuba City Energy Center | 875 North Walton Ave | Yuba City | CA | 95993 | Sutter | 39.1392 | -121.6387 | WECC | CISO | California Independent System Operator | Municipality | 22 | NR | 2 | IPP Non-CHP | N |  | N |  | Y | 02-59-000 | N | X |  | Pacific Gas & Electric Co | 14328 | CA | 60 |  |  | N |  | PACIFIC GAS |  |  |  | N | N
8294 | Hawkeye Power Partners LLC | 55816 | Hawkeye Power Partners LLC | 1824 200th Street | Garner | IA | 50438 | Cerro Gordo | 43.0472 | -93.4775 | MRO | MISO | Midcontinent Independent Transmission System Operator, Inc.. |  | 22 | NR | 2 | IPP Non-CHP | N |  | N |  | Y | 98-62-000 | N | X |  | Interstate Power and Light Co | 9417 | IA | 230 |  |  | N | [5 empty] | X | X
56613 | Frederickson Power LP | 55818 | Frederickson Power LP | 18610-50th Avenue East | Tacoma | WA | 98446 | Pierce | 47.0861 | -122.3657 | WECC | BPAT | Bonneville Power Administration | Municipality | 22 | NR | 2 | IPP Non-CHP | N |  | N |  | Y | 01-181-000 | N | X |  | Bonneville Power Administration | 1738 | WA | 230 |  |  | N | Other - See pipeline notes. | Other - Please explain in pipeline notes below. |  |  |  | N | X
16045 | Riverside County Waste Management Dept | 55820 | RCWMD Badlands Landfill Gas Project | 31125 Ironwood Ave | Moreno Valley | CA | 92555 | Riverside | 33.9583 | -117.125 | WECC | CISO | California Independent System Operator |  | 562212 | NR | 4 | Commercial Non-CHP | N |  | Y | 00-44-000 | N |  | N | X |  | Southern California Edison Co | 17609 | CA | 12 |  |  | N
17650 | Southern Power Co | 55821 | Curtis H Stanton Energy Center | 5100 Alafaya Trail | Orlando | FL | 32802 | Orange | 28.4882 | -81.1669 | FRCC | FPC | Progress Energy Florida | Stanton Energy Center | 22 | NR | 2 | IPP Non-CHP | N |  | N |  | N |  |  | X |  | Orlando Utilities Comm | 14610 | FL | 230 |  |  | N |  | FLORIDA GAS TRANSMISSION COMPANY |  |  |  | N | X
21144 | Ziegler Power Systems | 55824 | MNDOT Standby Generation | State Transportation Garage | St. Paul | MN | 55101 | Ramsey | 44.953 | -93.1057 | MRO | MISO | Midcontinent Independent Transmission System Operator, Inc.. |  | 921 | NR | 4 | Commercial Non-CHP | N |  | Y | 95-5-000 | N |  | N | X |  | Northern States Power Co - Minnesota | 13781 | MN | 15 |  |  | N | [5 empty] | N | X
57207 | HC-50 MAIN STREET, LLC | 55829 | Millinocket Mill | One Katahdin Avenue | Millinocket | ME | 4462 | Penobscot | 45.6474 | -68.7069 | NPCC | ISNE | ISO New England Inc. | West Branch Penobscot River | 322122 | NR | 7 | Industrial CHP | N |  | N |  | N |  |  | X |  | Bangor Hydro-Electric Co | 1179 | ME | 115
57207 | HC-50 MAIN STREET, LLC | 55830 | East Millinocket Mill | 50 Main Street | Millinocket | ME | 4462 | Penobscot | 45.6219 | -68.5756 | NPCC | ISNE | ISO New England Inc. | West Branch Penobscot River | 322122 | NR | 7 | Industrial CHP | N |  | N |  | N |  |  | X |  | Emera Maine | 1179 | ME | 13.8
2872 | Auburndale Peaker Energy Center LLC | 55833 | Auburndale Peaker Energy Center | 1651 West Derby Avenue | Auburndale | FL | 33823 | Polk | 28.0535 | -81.8059 | FRCC | TEC | Tampa Electric Company | Well | 22 | NR | 2 | IPP Non-CHP | N |  | N |  | Y | 02-131-000 |  | X |  | Tampa Electric Co | 18454 | FL | 240 |  |  | N |  | GULFSTREAM NATURAL GAS SYSTEM LLC |  |  |  | N | X
2338 | Calpine Central LP | 55834 | Sherry Energy Center | CTH N and Arpin-Sherry Road | Sherry | WI | 54454 | Wood | 44.5558 | -89.9464 | MRO |  |  | Wisconsin River | 22 | NR | 2 | IPP Non-CHP | N |  | N |  | N |  |  | X
15466 | Public Service Co of Colorado | 55835 | Rocky Mountain Energy Center | 6211 Weld County Rd 51 | Keenesburg | CO | 80643 | Weld | 40.0908 | -104.5953 | WECC | PSCO | Public Service Company of Colorado | Wells | 22 | RE | 1 | Electric Utility | N |  | N |  | N |  | N | X |  | Public Service Co of Colorado | 15466 | CO | 230 |  |  | N |  | COLORADO INTERSTATE GAS COMPANY LLC |  |  |  | N | N
20858 | WPPI Energy | 55836 | Island Street Peaking Plant | 770 Island Street | Kaukauna | WI | 54130 | Outagamie | 44.2761 | -88.2658 | MRO | MISO | Midcontinent Independent Transmission System Operator, Inc.. |  | 22 | RE | 1 | Electric Utility | N |  | N |  | N |  | N | X |  | City of Kaukauna | 10056 | WI | 34.5 |  |  | N | WISCONSIN GAS COMPANY |  |  |  |  | N | X
13407 | Nevada Power Co | 55841 | Silverhawk | 15111 Apex Power Parkway | N. Las Vegas | NV | 89124 | Clark | 36.4078 | -114.9606 | WECC | NEVP | Nevada Power Company | Well | 22 | RE | 1 | Electric Utility | N |  | N |  | Y | 04-9-000 |  | X |  | Nevada Power Co | 13407 | NV | 500 |  |  | N |  | KERN RIVER GAS TRANSMISSION CO |  |  |  | N
7277 | Calpine Corporation | 55845 | Four Mile Hill | Highway 139 and County Road 97 | n/a | CA | 96097 | Siskiyou | 41.6014 | -121.625 | WECC | CISO | California Independent System Operator | Geothermal Resource | 22 | NR | 2 | IPP Non-CHP | N |  | N |  | N |  |  | X |  | Pacific Gas & Electric Co | 14328 | CA | 230 |  |  | N
7277 | Calpine Corporation | 55846 | Telephone Flat | Highway 139 and County Road 97 | n/a | CA | 96097 | Siskiyou | 41.5633 | -121.5708 | WECC | CISO | California Independent System Operator | Geothermal Resource | 22 | NR | 2 | IPP Non-CHP | N |  | N |  | N |  |  | X |  | Pacific Gas & Electric Co | 14328 | CA | 230 |  |  | N
2867 | Calpine Corp-Yuba City | 55847 | Feather River Energy Center | 202 Burns Drive | Yuba City | CA | 95993 | Sutter | 39.1093 | -121.6093 | WECC | CISO | California Independent System Operator | Municipality | 22 | NR | 2 | IPP Non-CHP | N |  | N |  | Y | 02-153-000 | N | X |  | Pacific Gas & Electric Co | 14328 | CA | 115 |  |  | N |  | PACIFIC GAS |  |  |  | N | N
19676 | Valero Refining Co California | 55851 | Valero Refinery Cogeneration Unit 1 | 3400 East Second St. | Benicia | CA | 94510 | Solano | 38.0736 | -122.1411 | WECC | CISO | California Independent System Operator |  | 32411 | NR | 7 | Industrial CHP | Y | 01-999-000 | N |  | N |  |  | X |  | Pacific Gas & Electric Co | 14328 | CA | 230 |  |  | N |  | PACIFIC GAS |  |  |  | N
19676 | Valero Refining Co California | 55852 | Valero Refinery Cogeneration Unit 2 | 3400 East Second St. | Benicia | CA | 94510 | Solano | 38.0739 | -122.1408 | WECC | CISO | California Independent System Operator |  | 32411 | NR | 7 | Industrial CHP | N |  | N |  | N |  |  | X |  | Pacific Gas & Electric Co | 14328 | CA | 230 |  |  | N | [5 empty] | N
9155 | Inland Empire Energy Ctr LLC | 55853 | Inland Empire Energy Center | 26226 Antelope Road | Menifee | CA | 92585 | Riverside | 33.7388 | -117.1704 | WECC | CISO | California Independent System Operator | Eastern Muni Water District | 22 | NR | 2 | IPP Non-CHP | N |  | N |  | Y | 06-30 | N | X |  | Southern California Edison Co | 17609 | CA | 500 |  |  | N | SOUTHERN CALIFORNIA GAS COMPANY |  |  |  |  | N | X
49972 | Gilroy Energy Center LLC | 55855 | Wolfskill Energy Center | 2425 Cordelia Road | Fairfield | CA | 94534 | Solano | 38.2285 | -122.0752 | WECC | CISO | California Independent System Operator | Municipality | 22 | NR | 2 | IPP Non-CHP | N |  | N |  | Y | 03-4-000 | N | X |  | Pacific Gas & Electric Co | 14328 | CA | 115 |  |  | N |  | PACIFIC GAS |  |  |  | N | N
15330 | Prairie State Generating Co LLC | 55856 | Prairie State Generating Station | 1739 New Marigold Road | Marissa | IL | 62257 | St Clair | 38.2792 | -89.6669 | SERC | MISO | Midcontinent Independent Transmission System Operator, Inc.. | Kaskaskia River | 22 | NR | 2 | IPP Non-CHP | N |  | N |  | N |  | Y | Y | OP | Ameren Illinois Company | 56697 | IL | 345 |  |  | N |  | Ameren Illinois |  |  |  | N | X
3455 | Chevron Oronite Co LLC | 55857 | Oak Point Cogen | 10285 LA Highway 23 South | Belle Chasse | LA | 70037 | Plaquemines | 29.812 | -90.0084 | SERC | MISO | Midcontinent Independent Transmission System Operator, Inc.. | Mississippi River | 325 | NR | 7 | Industrial CHP | Y | 99-103-000 | N |  | N |  | N | X |  | Entergy Louisiana LLC | 11241 | LA | 34.5 |  |  | N |  | GULF SOUTH PIPELINE COMPANY LP |  |  |  | N
25771 | Quinebaug Associates LLC | 55860 | Quinebaug Lower Project | 40 Tiffany Street | Brooklyn | CT | 6241 | Windham | 41.7987 | -71.8868 | NPCC | ISNE | ISO New England Inc. | Quinebaug River | 22 | NR | 2 | IPP Non-CHP | N |  | Y | 06-292-000 | N |  |  | X |  | Connecticut Light & Power Co | 4176 | CT | 34.5 |  |  | N
55965 | Verso Corporation | 55861 | Stevens Point Mill | 707 Arlington Place | Stevens Point | WI | 54481 | Portage | 44.3528 | -89.5836 | RFC | MISO | Midcontinent Independent Transmission System Operator, Inc.. | Wisconsin River | 322 | NR | 7 | Industrial CHP | N |  | N |  | N |  | N | X |  | Consolidated Water Power Co | 4247 | WI | 41.6 |  |  | N | Other - See pipeline notes. | ANR PIPELINE COMPANY |  |  |  | N | N
8286 | Hawaiian Commercial and Sugar Company | 55864 | Kaheka Hydro | Baldwin Ave (closest st) | Puunene | HI | 96784 | Maui | 20.8886 | -156.3569 | HICC |  | Hawaiian Electric Co Inc | Kamole Weir | 111 | NR | 6 | Industrial Non-CHP | N |  | N |  | N |  | N | X |  | Maui Electric Co Ltd | 11843 | HI | 69 |  |  | N | [5 empty] | X | X
1308 | Basin Creek Power Services LLC | 55866 | Basin Creek Plant | 500 Nils Drive | Butte | MT | 59701 | Silver Bow | 45.9293 | -112.5194 | WECC | NWMT | NorthWestern Energy (NWMT) | Municipality | 22 | NR | 2 | IPP Non-CHP | N |  | N |  | Y | 05-52-000 | N | X |  | NorthWestern Energy LLC - (MT) | 12825 | MT | 161 |  |  | N | NORTHWESTERN ENERGY | NORTHWESTERN ENERGY |  |  |  | N | N
6306 | Benson Power, LLC. | 55867 | Benson Power Biomass Plant | 900 Industry Drive | Benson | MN | 56215 | Swift | 45.3224 | -95.6295 | MRO | MISO | Midcontinent Independent Transmission System Operator, Inc.. | Well | 22 | NR | 2 | IPP Non-CHP | N |  | N |  | Y | 05-26-000 | N | X |  | Great River Energy | 7570 |  | 115 |  |  | N | [5 empty] | N | X
17698 | Southwestern Electric Power Co | 55869 | Genova Arkansas I LLC | 2900 Liberty Road | Tontitown | AR | 72762 | Washington | 36.1861 | -94.2842 | SPP | SWPP | Southwest Power Pool | Springdale WWTP | 22 | RE | 1 | Electric Utility | N |  | N |  | Y | 02-171-000 |  | X
15399 | Avangrid Renewables LLC | 55871 | Klondike Wind Power | 98536 Klondike Lane | Wasco | OR | 97065 | Sherman | 45.5563 | -120.5507 | WECC | BPAT | Bonneville Power Administration |  | 22 | NR | 2 | IPP Non-CHP | N |  | N |  | Y | 02-77-000 |  | X |  | Bonneville Power Administration | 1738 | OR | 230 |  |  | N
20323 | Wellhead Services Inc | 55874 | Panoche Peaker | 43649 W. Panoche Road | Firebaugh | CA | 93622 | Fresno | 36.6535 | -120.5783 | WECC | CISO | California Independent System Operator |  | 22 | NR | 2 | IPP Non-CHP | N |  | N |  | N |  | N | X |  | Pacific Gas & Electric Co | 14328 | CA | 115 |  |  | N |  | PACIFIC GAS |  |  |  | N | X
20323 | Wellhead Services Inc | 55875 | Gates Peaker | 39950 S. Butte Avenue | Huron | CA | 93234 | Fresno | 36.1527 | -120.1482 | WECC | CISO | California Independent System Operator |  | 22 | NR | 2 | IPP Non-CHP | N |  | N |  | Y | 01-336-000 | N | X |  | Pacific Gas & Electric Co | 14328 | CA | 75 |  |  | N | [5 empty] | N | X
17412 | County of Sonoma Dept of Trnsp | 55880 | Sonoma Central Landfill Phase III | 500 Mecham Road | Petaluma | CA | 94952 | Sonoma | 38.3017 | -122.7489 | WECC | CISO | California Independent System Operator | Closed System/Radiator | 562212 | NR | 4 | Commercial Non-CHP | N |  | N |  | N |  | N | X |  | Pacific Gas & Electric Co | 14328 | CA | 60 |  |  | N | [5 empty] | N | X
17164 | Sierra Pacific Industries Inc | 55882 | Sierra Pacific Aberdeen | 301 Hagara Street | Aberdeen | WA | 98520 | Grays Harbor | 46.9728 | -123.7739 | WECC | BPAT | Bonneville Power Administration | Municipality | 321 | NR | 7 | Industrial CHP | N |  | Y | 03-973-001 | N |  |  | X |  | PUD No 1 of Grays Harbor County | 7548 | WA | 115 |  |  | N | [5 empty] | N | X
56318 | CB&I | 55885 | Montgomery County Oaks LFGE Plant | 6001 Olney-Laytonsville Rd | Laytonsbille | MD | 20882 | Montgomery | 39.1937 | -77.1189 | RFC | PJM | PJM Interconnection, LLC |  | 22 | NR | 2 | IPP Non-CHP | N |  | N |  | N |  |  | X |  | Potomac Electric Power Co | 15270 | MD | 13.8 |  |  | N | [5 empty] | X | X
18454 | Tampa Electric Co | 55893 | Partnership Station | 2700 Maritime Blvd | Tampa | FL | 33605 | Hillsborough | 27.9253 | -82.4414 | FRCC | TEC | Tampa Electric Company |  | 22 | RE | 1 | Electric Utility | N |  | N |  | N |  | N | X |  | Tampa Electric Co | 18454 | FL | 69 |  |  |  |  | FLORIDA GAS TRANSMISSION COMPANY | GULFSTREAM NATURAL GAS SYSTEM LLC
54842 | WM Renewable Energy LLC | 55925 | Ridgeview | 6207 Hempton Lake Road | Whitelaw | WI | 54247 | Manitowoc | 44.175 | -87.8285 | MRO | MISO | Midcontinent Independent Transmission System Operator, Inc.. |  | 22 | NR | 2 | IPP Non-CHP | N |  | Y | 03-88-000 | N |  | N | X |  | Wisconsin Electric Power Co | 20847 | WI | 25 |  |  | N | [5 empty] | X | X
17539 | South Carolina Electric&Gas Company | 55927 | Jasper | 10719 Purrysburg Road | Hardeeville | SC | 29927 | Jasper | 32.3594 | -81.1242 | SERC | SCEG | South Carolina Electric & Gas Company | Municipality | 22 | RE | 1 | Electric Utility | N |  | N |  | N |  | N | X |  | South Carolina Electric&Gas Company | 17539 | SC | 230 |  |  | N |  | DOMINION TRANSMISSION INCORPORATED |  |  |  | N | X
12186 | McMinnville Electric System | 55928 | McMinnville | 200 West Morford St. | McMinnville | TN | 37111 | Warren | 35.705 | -85.7439 | SERC | TVA | Tennessee Valley Authority |  | 22 | RE | 1 | Electric Utility | N |  | N |  | N |  | N | X |  | Tennessee Valley Authority | 18642 | TN | 12.47 |  |  | N | [5 empty] | N | N
1994 | Boulder City of | 55931 | Boulder City Silver Lake Hydro | 35461 Highway 72 | Boulder | CO | 80306 | Boulder | 39.9913 | -105.5 | WECC | PSCO | Public Service Company of Colorado | North Boulder Creek | 22 | NR | 2 | IPP Non-CHP | N |  | N |  | N |  |  | X |  | Public Service Co of Colorado | 15466 | CO | 25 |  |  | N
7724 | AltaGas San Joaquin Energy Inc. | 55933 | Tracy Combined Cycle Power Plant | 1450 W. Schulte Road | Tracy | CA | 95377 | San Joaquin | 37.7107 | -121.4906 | WECC | CISO | California Independent System Operator | Delta-Mendota | 22 | NR | 2 | IPP Non-CHP | N |  | N |  | Y | 01-225-000 | N | X |  | Pacific Gas & Electric Co | 14328 | CA | 115 |  |  | N | PACIFIC GAS | PACIFIC GAS |  |  |  | N | N
4382 | Colton Power LP | 55934 | Century Generating Facility | 661 South Cooley Dr | Colton | CA | 92324 | San Bernardino | 34.0606 | -117.3533 | WECC | CISO | California Independent System Operator |  | 22 | NR | 2 | IPP Non-CHP | N |  | N |  | Y | 01-264-000 | N | X |  | City of Colton - (CA) | 4003 | CA | 66 |  |  | N | SOUTHERN CALIFORNIA GAS COMPANY |  |  |  |  | N | X
4382 | Colton Power LP | 55935 | Drews Generating Facility | 559 Peper Ave | Colton | CA | 92324 | San Bernardino | 34.0609 | -117.3532 | WECC | CISO | California Independent System Operator |  | 22 | NR | 2 | IPP Non-CHP | N |  | N |  | Y | 01-264-000 | N | X |  | City of Colton - (CA) | 4003 | CA | 66 |  |  | N | SOUTHERN CALIFORNIA GAS COMPANY |  |  |  |  | N | X
60504 | Rockford Generation LLC | 55936 | NRG Rockford II Energy Center | 136 Harrison Ave | Rockford | IL | 61104 | Winnebago | 42.2383 | -89.1011 | RFC | PJM | PJM Interconnection, LLC |  | 22 | NR | 2 | IPP Non-CHP | N |  | N |  | N |  |  | X |  | Commonwealth Edison Co | 4110 | IL | 138 |  |  | N | Other - See pipeline notes. |  |  |  | Northern Illinois Gas Corporation (NICOR) | N | X
14328 | Pacific Gas & Electric Co | 55937 | TESLA Power Project | Not yet established | Not yet established | CA | 94550 | Alameda | 37.725 | -121.5667 | WECC | CISO | California Independent System Operator | Ground And Surface Water | 22 | RE | 1 | Electric Utility | N |  | N |  | N |  |  | X |  | Pacific Gas & Electric Co | 14328 | CA | 230
60789 | Nautilus Power LLC | 55938 | NAEA Ocean Peaking Power LLC | 123 Energy Way | Lakewood | NJ | 8701 | Ocean | 40.0633 | -74.1672 | RFC | PJM | PJM Interconnection, LLC | wells | 22 | NR | 2 | IPP Non-CHP | N |  | N |  | N |  |  | X |  | Jersey Central Power & Lt Co | 9726 | NJ | 230 |  |  | N | NEW JERSEY NATURAL GAS | TRANSCONTINENTAL GAS PIPELINE |  |  |  | N
19876 | Virginia Electric & Power Co | 55939 | Warren County | Rockland Rd and Kelly Dr | Front Royal | VA | 22630 | Warren | 38.9717 | -78.1772 | SERC | PJM | PJM Interconnection, LLC | Municipality | 22 | RE | 1 | Electric Utility | N |  | N |  | Y | 02-67-000 | N | X |  | Virginia Electric & Power Co | 19876 | VA | 500 |  |  | N | [5 empty] | N
1361 | Bay Windpower LLC | 55944 | Bay Windpower I | Trails End Road | Mackinaw City | MI | 49701 | Cheboygan | 45.7644 | -84.7381 | RFC | MISO | Midcontinent Independent Transmission System Operator, Inc.. |  | 22 | NR | 2 | IPP Non-CHP | N |  | Y | 01-58-000 | N |  |  | X |  | Consumers Energy Co | 4254 | MI | 24.9 |  |  | N
13989 | California Resources Elk Hills LLC | 55950 | Elk Hills Cogen | 28590 Hwy 119 | Tupman | CA | 93276 | Kern | 35.4791 | -119.7375 | WECC | CISO | California Independent System Operator | Wells | 211 | NR | 7 | Industrial CHP | Y | 25C337 | N |  | N |  | N | X |  | Pacific Gas & Electric Co | 14328 | CA | 230 |  |  | N | Other - See pipeline notes. | Other - Please explain in pipeline notes below. |  |  | Self Provided | N | N
5532 | E I Colton LLC | 55951 | Agua Mansa Power Plant | 2040 Agua Mansa Road | Colton | CA | 92324 | San Bernardino | 34.0414 | -117.3603 | WECC | CISO | California Independent System Operator | Reclaimed Municipal Wastewater | 22 | RE | 1 | Electric Utility | N |  | N |  | N |  |  | X |  | City of Colton - (CA) | 4003 | CA | 66 |  |  | N | SOUTHERN CALIFORNIA GAS COMPANY |  |  |  |  | N
6715 | City of Franklin - (VA) | 55953 | Pretlow | 226 Progress Parkway | Franklin | VA | 23851 | Southampton | 36.6592 | -76.9267 | SERC | PJM | PJM Interconnection, LLC |  | 22 | RE | 1 | Electric Utility | N |  | N |  | N |  | N | X |  | City of Franklin - (VA) | 6715 | VA | 13.2 |  |  | N | [5 empty] | X | X
6715 | City of Franklin - (VA) | 55954 | Downtown | 404 Mechanic Street | Franklin | VA | 23851 | Southampton | 36.6803 | -76.9219 | SERC | PJM | PJM Interconnection, LLC |  | 22 | RE | 1 | Electric Utility | N |  | N |  | N |  | N | X |  | City of Franklin - (VA) | 6715 | VA | 13.2 |  |  | N | [5 empty] | X | X
56024 | Kamin LLC | 55961 | Kamin LLC Wrens Mine | Highway 17 N | Wrens | GA | 30833 | Warren | 33.3319 | -82.4522 | SERC | SOCO | Southern Company Services, Inc. - Trans | Well | 2123 | NR | 6 | Industrial Non-CHP | N |  | N |  | N |  | N | X |  | Georgia Power Co | 7140 | GA | 4.16 |  |  |  | WRENS CITY OF
2874 | Gilroy Energy Center for Riverview | 55963 | Riverview Energy Center | 795 Minaker Road | Antioch | CA | 94509 | Contra Costa | 38.0144 | -121.7907 | WECC | CISO | California Independent System Operator | Well | 22 | NR | 2 | IPP Non-CHP | N |  | N |  | N |  | N | X |  | Pacific Gas & Electric Co | 14328 | CA | 115 |  |  | N |  | CPN PIPELINE COMPANY |  |  |  | N | N
15380 | Prince George's County | 55964 | Brown Station Road Plant II | 3500-C Brown Station Rd. | Upper Marlboro | MD | 20774 | Prince Georges | 38.8476 | -76.7859 | RFC | PJM | PJM Interconnection, LLC | Municipality | 562212 | NR | 4 | Commercial Non-CHP | N |  | Y | 03-106-000 | N |  | N | X |  | Potomac Electric Power Co | 15270 | MD | 13.2 |  |  | N | [5 empty] | X | X
17650 | Southern Power Co | 55965 | Wansley Combined Cycle | 3461 Hollingsworth Ferry Road | Franklin | GA | 30217 | Heard | 33.4064 | -85.037 | SERC | SOCO | Southern Company Services, Inc. - Trans | Chattahoochee River | 22 | NR | 2 | IPP Non-CHP | N |  | N |  | N |  | N | X |  | Georgia Power Co | 7140 | GA | 500 |  |  | N |  | TRANSCONTINENTAL GAS PIPELINE |  |  |  | N | X
19558 | Homer Electric Assn Inc | 55966 | Nikiski Co-Generation | Milepost 21.4 Spur Highway | Nikiski | AK | 99635 | Kenai Peninsula | 60.6765 | -151.3777 | ASCC |  | Chugach Electric Assn Inc | well | 22 | RE | 1 | Electric Utility | N |  | N |  | N |  | N | X |  | Alaska Electric & Energy Coop | 49803 |  | 115 |  |  | N | Other - See pipeline notes. |  |  |  |  | N
19171 | Trent Wind Farm LP | 55968 | Trent Wind Farm LP | 1423 CR 131 | Trent | TX | 79561 | Nolan | 32.4301 | -100.2357 | TRE | ERCO | Electric Reliability Council of Texas, Inc. |  | 22 | NR | 2 | IPP Non-CHP | N |  | N |  | N |  | N | X |  | Oncor Electric Delivery Company LLC | 44372 | TX | 138 |  |  | N | [5 empty] | X | X
7308 | Hawkeye Energy Greenport LLC | 55969 | Hawkeye Energy Greenport LLC | 1885 Moores Lane | Greenport | NY | 11944 | Suffolk | 41.106 | -72.3762 | NPCC | NYIS | New York Independent System Operator | Municipality | 22 | NR | 2 | IPP Non-CHP | N |  | N |  | Y | 03-24-000 | N | X |  | Long Island Power Authority | 11171 | NY | 69 |  |  | N | [5 empty] | X | X
16534 | Sacramento Municipal Util Dist | 55970 | Cosumnes | Twin Cities Rd. | Herald | CA | 95638 | Sacramento | 38.3385 | -121.124 | WECC | BANC | Balancing Authority of Northern California | Unavailable | 22 | RE | 1 | Electric Utility | N |  | N |  | N |  | N | X |  | Sacramento Municipal Util Dist | 16534 | CA | 230 |  |  | N |  | PACIFIC GAS |  |  |  | N
14127 | Omaha Public Power District | 55972 | Cass County | 3520 Mill Road | Plattsmouth | NE | 68507 | Cass | 40.9479 | -95.964 | MRO | SWPP | Southwest Power Pool |  | 22 | RE | 1 | Electric Utility | N |  | N |  | N |  |  | X |  | Omaha Public Power District | 14127 | NE | 345 |  |  | N |  | NATURAL GAS PL CO OF AMERICA LLC | NORTHERN NATURAL GAS |  |  | N
54885 | NRG Wholesale Generation LP | 55976 | Hunterstown Power Plant | 1731 Hunterstown Road | Gettysburg | PA | 17325 | Adams | 39.8725 | -77.1672 | RFC | PJM | PJM Interconnection, LLC |  | 22 | NR | 2 | IPP Non-CHP | N |  | N |  | Y | 04-77-000 | N | X |  | Metropolitan Edison Co | 12390 | PA | 500 |  |  | N |  | COLUMBIA GAS TRANSMISSION CORP |  |  |  | N | N
6204 | City of Farmington - (NM) | 55977 | Bluffview | 755 Murray Drive | Farmington | NM | 87401 | San Juan | 36.7166 | -108.2153 | WECC | WACM | Western Area Power Administration - Rocky Mountain Region | Municipality | 22 | RE | 1 | Electric Utility | N |  | N |  | N |  | N | X |  | City of Farmington - (NM) | 6204 | NM | 115 |  |  | N |  | NEW MEXICO GAS COMPANY |  |  |  | N | X
57170 | EDF Renewable Asset Holdings, Inc. | 55980 | Champepaden Wind Power | 575 41st Street | Chandler | MN | 56122 | Murray | 43.8997 | -95.9506 | MRO | MISO | Midcontinent Independent Transmission System Operator, Inc.. |  | 22 | NR | 2 | IPP Non-CHP | N |  | N |  | N |  |  | X |  | Nobles Cooperative Electric | 13684 | MN | 12.47 |  |  | N
57170 | EDF Renewable Asset Holdings, Inc. | 55981 | Moulton Wind Power | 475 State Hwy 91 | Chandler | MN | 56123 | Murray | 43.9204 | -95.9559 | MRO | MISO | Midcontinent Independent Transmission System Operator, Inc.. |  | 22 | NR | 2 | IPP Non-CHP | N |  | N |  | N |  | N | X |  | Nobles Cooperative Electric | 13684 | MN | 12.47 |  |  | N
49899 | CalEnergy Operating Corporation | 55983 | Salton Sea Power LLC - Unit 5 | 6922 Crummer Rd. | Calipatria | CA | 92233 | Imperial | 33.1533 | -115.6384 | WECC | IID | Imperial Irrigation District | Colorado River | 22 | NR | 2 | IPP Non-CHP | N |  | Y | 90-114-008 | N |  | N | X |  | Imperial Irrigation District | 9216 | CA | 92 |  |  | N
49899 | CalEnergy Operating Corporation | 55984 | CE Turbo LLC | 7001 Gentry Rd. | Calipatria | CA | 92233 | Imperial | 33.1669 | -115.5114 | WECC | IID | Imperial Irrigation District | Colorado River | 22 | NR | 2 | IPP Non-CHP | N |  | Y | 99-02-001 | N |  | N | X |  | Imperial Irrigation District | 9216 | CA | 92 |  |  | N
16609 | San Diego Gas & Electric Co | 55985 | Palomar Energy | 2300 Harveson Place | Escondido | CA | 92029 | San Diego | 33.1197 | -117.1178 | WECC | CISO | California Independent System Operator | Municipality | 22 | RE | 1 | Electric Utility | N |  | N |  | N |  | N | X |  | San Diego Gas & Electric Co | 16609 | CA | 230 |  |  | N | SAN DIEGO GAS AND ELECTRIC COMPANY |  |  |  |  | N | N
6870 | Backbone Mountain Windpower, LLC | 55986 | Mountaineer Wind Energy Center | 22752 Seneca Trail | Thomas | WV | 26292 | Tucker | 39.1828 | -79.5372 | RFC | PJM | PJM Interconnection, LLC |  | 22 | NR | 2 | IPP Non-CHP | N |  | N |  | N |  | N | X |  | Monongahela Power Co | 12796 | WV | 230 |  |  | N
18125 | Stillwater Utilities Authority | 55987 | Stillwater Water Treatment Plant | 1022 W Yost Road | Stillwater | OK | 74075 | Payne | 36.2039 | -97.0739 | SPP | SWPP | Southwest Power Pool |  | 22 | RE | 1 | Electric Utility | N |  | N |  | N |  |  | X |  | Stillwater Utilities Authority | 18125 | OK | 13 |  |  | N | [5 empty] | X | X
8785 | Homestretch Geothermal LLC | 55988 | Wabuska | 15 Julian Lane | Yerington | NV | 89447 | Lyon | 39.1641 | -119.1801 | WECC | NEVP | Nevada Power Company | Cooled Geothermal Waters | 22 | NR | 2 | IPP Non-CHP | N |  | N |  | N |  |  | X |  | Sierra Pacific Power Co | 17166 | NV | 24.9 |  |  | N
6607 | FPL Energy Vansycle LLC | 55989 | FPL Energy Vansycle LLC (OR) | 356 Touchet Gardena Road | Touchet | OR | 97835 | Umatilla | 46.0128 | -118.8162 | WECC | BPAT | Bonneville Power Administration |  | 22 | NR | 2 | IPP Non-CHP | N |  | N |  | N |  |  | X |  | Bonneville Power Administration | 1738 | OR | 230 |  |  | N | [5 empty] | N | X
58115 | DTE Ashtabula, LLC | 55990 | Ashtabula | 2700 Middle Road | Ashtabula | OH | 44004 | Ashtabula | 41.89 | -80.7612 | RFC | PJM | PJM Interconnection, LLC | Lake Erie | 22 | NR | 3 | IPP CHP | Y | 01-112-000 | N |  | N |  |  | X |  | Cleveland Electric Illum Co | 3755 | OH | 138 |  |  | N |  | DOMINION TRANSMISSION INCORPORATED |  |  |  | N | X
34691 | Ormat Nevada Inc | 55991 | Brady | 10750 I-80 East, Exit 65 | Fallon | NV | 89406 | Churchill | 39.796 | -119.01 | WECC | NEVP | Nevada Power Company | Direct Contact Condenser | 22 | NR | 2 | IPP Non-CHP | N |  | Y | QF92-175 | N |  |  | X |  | Sierra Pacific Power Co | 17166 | NV | 13.8 |  |  | N
49796 | Desert Sky Wind Farm LP | 55992 | Desert Sky | PO Box 518, 8135 E Hwy 190 | Iraan | TX | 79744 | Pecos | 30.9178 | -102.0867 | TRE | ERCO | Electric Reliability Council of Texas, Inc. |  | 22 | NR | 2 | IPP Non-CHP | N |  | N |  | N |  | N | X |  | AEP Texas North Company | 20404 | TX | 138 |  |  | N
1307 | Basin Electric Power Coop | 55995 | Minot Wind Project | Hwy 83 & County 20 205 Ave S E | Minot | ND | 58701 | Ward | 48.0213 | -101.2805 | MRO | SWPP | Southwest Power Pool |  | 22 | RE | 1 | Electric Utility | N |  | N |  | N |  | N | X |  | Basin Electric Power Coop | 1307 | ND | 69 |  |  | N | [5 empty] | X | X
361 | Industrial Energy Applications Inc | 55996 | Alliant SBD0201 Ingredion | 1001 1st St SW | Cedar Rapids | IA | 52405 | Linn | 41.9701 | -91.6662 | MRO | MISO | Midcontinent Independent Transmission System Operator, Inc.. |  | 22 | NR | 2 | IPP Non-CHP | N |  | N |  | N |  | N | X |  | Interstate Power and Light Co | 9417 | IA | 13.8 |  |  | N | [5 empty] | N | X
3329 | Borough of Chambersburg | 55997 | Orchard Park | 1489 Sheffler Drive | Chambersburg | PA | 17201 | Franklin | 39.9109 | -77.6667 | RFC | PJM | PJM Interconnection, LLC | Closed Loop - City Water | 22 | RE | 1 | Electric Utility | N |  | N |  | N |  |  | X |  | Borough of Chambersburg | 3329 | PA | 69 |  |  | N | CHAMBERSBURG BOROUGH OF |  |  |  |  | N
13815 | Northwestern Wisconsin Elec Co | 55998 | Danbury Diesel | 30150 South First Avenue | Danbury | WI | 54830 | Burnett | 46.0028 | -92.3714 | MRO | MISO | Midcontinent Independent Transmission System Operator, Inc.. | Wells | 22 | RE | 1 | Electric Utility | N |  | N |  | N |  |  | X |  | Northwestern Wisconsin Elec Co | 13815 | WI | 69 |  |  | N
56221 | New England Confectionery Co Inc | 55999 | NECCO Co-Generation | 135 American Legion Highway | Revere | MA | 2151 | Suffolk | 42.4137 | -71.0022 | NPCC | ISNE | ISO New England Inc. | Closed Loop Cooling From MWRA | 22 | NR | 3 | IPP CHP | N |  | N |  | N |  |  | X |  | Massachusetts Electric Co | 11804 | MA | 23 |  |  | N | BOSTON GAS CO DBA NATIONAL GRID |  |  |  |  | N
20208 | Waymart Wind Farm | 56001 | Waymart Wind | 1200 Flat Rock Rd | Forest City | PA | 18472 | Wayne | 41.5533 | -75.4542 | RFC | PJM | PJM Interconnection, LLC |  | 22 | NR | 2 | IPP Non-CHP | N |  | N |  | N |  |  | X |  | PPL Electric Utilities Corp | 14715 | PA | 230 |  |  | N
60580 | Community Renewables, LLC | 56002 | Minwind | 41st Street and 80th Avenue | Luverne | MN | 56156 | Rock | 43.5564 | -96.3036 | MRO | MISO | Midcontinent Independent Transmission System Operator, Inc.. |  | 22 | NR | 2 | IPP Non-CHP | N |  | N |  | N |  | N | X |  | Interstate Power and Light Co | 9417 | MN | 24.5 |  |  | N
8198 | City of Harrisonburg - (VA) | 56004 | Mount Clinton | 388 Mount Clinton Pike | Harrisonburg | VA | 22802 | Rockingham | 38.4681 | -78.865 | SERC | PJM | PJM Interconnection, LLC |  | 22 | RE | 1 | Electric Utility | N |  | N |  | N |  | N | X |  | City of Harrisonburg - (VA) | 8198 | VA | 23 |  |  | N
8198 | City of Harrisonburg - (VA) | 56005 | Pleasant Valley (VA) | 611 Pleasant Valley Road | Harrisonburg | VA | 22801 | Rockingham | 38.4006 | -78.8983 | SERC | PJM | PJM Interconnection, LLC |  | 22 | RE | 1 | Electric Utility | N |  | N |  | N |  | N | X |  | City of Harrisonburg - (VA) | 8198 | VA | 23 |  |  | N
8198 | City of Harrisonburg - (VA) | 56006 | Harrisonburg Power Plant | 1630 Driver Dr | Harrisonburg | VA | 22801 | Harrisonburg City | 38.4319 | -78.8642 | SERC | PJM | PJM Interconnection, LLC | City Main | 22 | RE | 1 | Electric Utility | N |  | N |  | N |  | N | X |  | City of Harrisonburg - (VA) | 8198 | VA | 23 |  |  | N |  | None
6850 | FPL Energy Hancock County Wind, LLC | 56010 | Hancock County Wind Energy Center | 1824 200th Street | Garner | IA | 50438 | Hancock | 43.0528 | -93.63 | MRO | MISO | Midcontinent Independent Transmission System Operator, Inc.. |  | 22 | NR | 2 | IPP Non-CHP | N |  | N |  | N |  | N | X |  | Interstate Power and Light Co | 9417 | IA | 230 |  |  | N | [5 empty] | N | X
17058 | Shell Wind Energy Inc. | 56011 | Cabazon Wind Partners | 14101 Rusmore Ave | Cabazon | CA | 56011 | Riverside | 33.9172 | -116.735 | WECC | CISO | California Independent System Operator |  | 22 | NR | 2 | IPP Non-CHP | N |  | N |  | N |  | N | X |  | Southern California Edison Co | 17609 | CA | 138 |  |  | N | [5 empty] | X | X
17058 | Shell Wind Energy Inc. | 56012 | Whitewater Hill Wind Partners | 63-665 19th Ave | North Palm Springs | CA | 92258 | Riverside | 33.925 | -116.6178 | WECC | CISO | California Independent System Operator |  | 22 | NR | 2 | IPP Non-CHP | N |  | N |  | N |  | N | X |  | Southern California Edison Co | 17609 | CA | 138 |  |  | N | [5 empty] | X | X
20421 | Western Minnesota Mun Pwr Agny | 56013 | Exira | 3429 Jay Ave | Brayton | IA | 50042 | Audubon | 41.5144 | -94.9197 | MRO | MISO | Midcontinent Independent Transmission System Operator, Inc.. | wells | 22 | RE | 1 | Electric Utility | N |  | N |  | N |  |  | X |  | WAPA-- Western Area Power Administration | 27000 | CO | 161 |  |  | N |  | NORTHERN NATURAL GAS |  |  |  | N
60493 | Walton Bainbridge LLC | 56015 | Walton Bainbridge Power Facility | 1695 MartinLuther King Jr Blvd | Bainbridge | GA | 39817 | Decatur | 30.911 | -84.5473 | SERC | SOCO | Southern Company Services, Inc. - Trans | Municipality | 22 | NR | 2 | IPP Non-CHP | N |  | N |  | Y | 00-1803-000 | N | X |  | Georgia Transmission Corp | 7197 | GA | 110 |  |  | N | [5 empty] | N | N
22040 | Washington State University | 56016 | Grimes Way | Grimes Way | Pullman | WA | 99164 | Whitman | 46.7289 | -117.1514 | WECC | AVA | Avista Corporation | Wells | 611 | NR | 4 | Commercial Non-CHP | N |  | N |  | N |  | N | X |  | Avista Corp | 20169 | WA | 13.2 |  |  | N | AVISTA UTILITIES |  |  |  |  | N | N
6716 | PUD No 1 of Franklin County | 56017 | Franklin/Grays | 2000 N Oregon Street | Pasco | WA | 99302 | Franklin | 46.3069 | -119.1139 | WECC | BPAT | Bonneville Power Administration | Wells | 22 | RE | 1 | Electric Utility | N |  | N |  | N |  | N | X |  | PUD No 1 of Franklin County | 6716 | WA | 115 |  |  | N |  | NORTHWEST PIPELINE GP |  |  |  | N
40614 | Alabama Municipal Elec Authority | 56018 | AMEA Peaking | 125 Thompson Lane | Sylacauga | AL | 35150 | Talladega | 33.1661 | -86.2825 | SERC | SOCO | Southern Company Services, Inc. - Trans | Sylcauga Utility Board | 22 | RE | 1 | Electric Utility | N |  | N |  | N |  | N | X |  | Alabama Power Co | 195 | AL | 115 |  |  | N | SYLACAUGA UTILITIES BOARD |  |  |  |  | N | N
20813 | City of Winfield - (KS) | 56022 | Waste Water Plant Generator | 21st Ave. & Andrews St | Winfield | KS | 67156 | Cowley | 37.2278 | -96.9897 | SPP | SWPP | Southwest Power Pool | Municipality | 22 | RE | 1 | Electric Utility | N |  | N |  | N |  | N | X |  | City of Winfield - (KS) | 20813 | KS | 12.47 |  |  | N | [5 empty] | N | N
19062 | City of Traer - (IA) | 56025 | Traer East | 180th and QQ Avenue | Tracer | IA | 50675 | Tama | 42.1817 | -92.4663 | MRO | MISO | Midcontinent Independent Transmission System Operator, Inc.. | Municipality | 22 | RE | 1 | Electric Utility | N |  | N |  | N |  | N | X |  | City of Traer - (IA) | 19062 | IA | 12.5 |  |  | N | [5 empty] | N
16655 | City of Santa Clara - (CA) | 56026 | Donald Von Raesfeld Power Plant | 850 Duane Avenue | Santa Clara | CA | 95054 | Santa Clara | 37.3767 | -121.9508 | WECC | CISO | California Independent System Operator | City Reclaimed Water | 22 | RE | 1 | Electric Utility | N |  | N |  | N |  | N | X |  | City of Santa Clara - (CA) | 16655 | CA | 115 |  |  | N |  | PACIFIC GAS |  |  |  | N | X
20860 | Wisconsin Public Service Corp | 56031 | Fox Energy Center | 310 East Frontage Road | Wrightstown | WI | 54130 | Outagamie | 44.3204 | -88.2089 | RFC | MISO | Midcontinent Independent Transmission System Operator, Inc.. | Heart of the Valley Metropolit | 22 | RE | 1 | Electric Utility | N |  | N |  | N |  | N | X |  | American Transmission Co | 659 | WI | 345 |  |  | N |  | ANR PIPELINE COMPANY |  |  |  | N
49845 | Equus Power I, L.P., | 56032 | Equus Freeport Power | 289 Buffalo Avenue | Village of Freeport | NY | 11520 | Nassau | 40.6439 | -73.5683 | NPCC | NYIS | New York Independent System Operator | Municipality | 22 | NR | 2 | IPP Non-CHP | N |  | N |  | N |  | N | X |  | Village of Freeport - (NY) | 6775 | NY | 69 |  |  | N |  | TRANSCONTINENTAL GAS PIPELINE |  |  |  | N
18065 | Smithfield Farmland Corp-Wilson | 56035 | Smithfield Farmland Corp-Wilson | 2401 Wilco Blvd | Wilson | NC | 27893 | Wilson | 35.6943 | -77.9192 | SERC | CPLE | Progress Energy Carolinas - EAST | Municipality | 22 | NR | 3 | IPP CHP | Y | QF12-164-000 | N |  | N |  | N | X |  | City of Wilson | 20785 | NC | 12.5 |  |  | N | [5 empty] | N | X
5571 | East Bay Municipal Util Dist | 56036 | WWTP Power Generation Station | 2020 Wake Avenue | Oakland | CA | 94607 | Alameda | 37.8258 | -122.2961 | WECC | CISO | California Independent System Operator | WWTP and Potable water | 22132 | RE | 5 | Commercial CHP | Y | 09-321-001 | N |  | N |  | N | X |  | Pacific Gas & Electric Co | 14328 | CA | 12.5 |  |  | N |  | PACIFIC GAS
19165 | Trigen-Cinergy Solutions College Park | 56038 | UMCP CHP Plant | UMCP Campus Bldg 001 | College Park | MD | 20742 | Prince Georges | 38.9858 | -76.9355 | RFC | PJM | PJM Interconnection, LLC | Municipality | 22 | NR | 3 | IPP CHP | N |  | N |  | N |  | N | X |  | Potomac Electric Power Co | 15270 | MD | 13.8 |  |  | N |  | WASHINGTON GAS LIGHT COMPANY |  |  |  | N | X
19798 | City of Vernon | 56039 | H. Gonzales | 4990 Seville Avenue | Vernon | CA | 90058 | Los Angeles | 33.9986 | -118.2219 | WECC | CISO | California Independent System Operator | Municipality | 22 | RE | 1 | Electric Utility | N |  | N |  | N |  | N | X |  | City of Vernon | 19798 | CA | 66 |  |  | N |  | VERNON CITY OF |  |  |  | X | X
29116 | Colorado Energy Management LLC | 56041 | Malburg | 4963 Soto Street | Vernon | CA | 90058 | Los Angeles | 33.9986 | -118.2219 | WECC | CISO | California Independent System Operator | Municipality | 22 | NR | 2 | IPP Non-CHP | N |  | N |  | N |  | N | X |  | City of Vernon | 19798 | CA | 66 |  |  | N | Other - See pipeline notes. |  |  |  | City of Vernon Gas | N | X
2507 | City of Burbank Water and Power | 56046 | Magnolia Power Project | 110 West Magnolia Boulevard | Burbank | CA | 91502 | Los Angeles | 34.1786 | -118.3153 | WECC | LDWP | Los Angeles Department of Water and Power | Municipality | 22 | RE | 1 | Electric Utility | N |  | N |  | N |  | N | X |  | City of Burbank Water and Power | 2507 | CA | 69 |  |  | N | SOUTHERN CALIFORNIA GAS COMPANY |  |  |  |  | N | X
19002 | CPV Towantic, LLC | 56047 | CPV Towantic Energy Center | Woodruff Hill Road | Oxford | CT | 6478 | New Haven | 41.4812 | -73.1231 | NPCC | ISNE | ISO New England Inc. |  | 22 | NR | 2 | IPP Non-CHP | N |  | N |  | N |  | N | X |  | Connecticut Light & Power Co | 4176 | CT | 115 |  |  | N |  | ALGONQUIN GAS TRANSMISSION COMPANY |  |  |  | N | X
19198 | Trigen Inner Harbor East, LLC | 56050 | Inner Harbor East Heating | 1001 Fleet Street | Baltimore | MD | 21202 | Baltimore City | 39.2837 | -76.5994 | RFC | PJM | PJM Interconnection, LLC | Municipality | 22133 | NR | 5 | Commercial CHP | N |  | N |  | N |  | N | X |  | Baltimore Gas & Electric Co | 1167 | MD | 13.2 |  |  | N | BGE |  |  |  |  | N | X
18986 | THUMS Long Beach Company | 56051 | THUMS | 1411 Pier D Street | Long Beach | CA | 90802 | Los Angeles | 33.7684 | -118.2141 | WECC | CISO | California Independent System Operator | Municipality | 211 | NR | 6 | Industrial Non-CHP | N |  | N |  | N |  | N | X |  | Southern California Edison Co | 17609 | CA | 66 |  |  | N | LONG BEACH CITY OF |  |  |  |  | N | N
6865 | FPL Energy Meyersdale Windpower LLC | 56052 | Meyersdale Windpower | 1773 Sandspring Rd | Meyersdale | PA | 15552 | Somerset | 39.7907 | -79.002 | RFC | PJM | PJM Interconnection, LLC |  | 22 | NR | 2 | IPP Non-CHP | N |  | N |  | N |  | N | X |  | PPL Electric Utilities Corp | 14715 | PA | 230 |  |  | Y | [5 empty] | N | N
3153 | City of Casey - (IL) | 56053 | Casey City of | 910 N Central | Casey | IL | 62420 | Clark | 39.3106 | -87.9926 | SERC | MISO | Midcontinent Independent Transmission System Operator, Inc.. |  | 22 | RE | 1 | Electric Utility | N |  | N |  | N |  | N | X |  | City of Casey - (IL) | 3153 | IL | 69 |  |  | N
6985 | Garwin McNeilus | 56054 | G McNeilus Wind Farm Dodge Center | 65742 State Highway 56 | Dodge Center | MN | 55927 | Dodge | 43.9785 | -92.8511 | MRO | MISO | Midcontinent Independent Transmission System Operator, Inc.. |  | 22 | NR | 2 | IPP Non-CHP | N |  | Y | 08-475-000,08-476-000,08-477-000, 08-479-000,08-480-000 | N |  | N | X |  | Northern States Power Co - Minnesota | 13781 | MN | 69 |  |  | N
11843 | Maui Electric Co Ltd | 56055 | Hana Substation | 0 Kawai Ola Place | Hana | HI | 96713 | Maui | 20.7658 | -155.9961 | HICC |  |  | na | 22 | RE | 1 | Electric Utility | N |  | N |  | N |  | N | X |  | Maui Electric Co Ltd | 11843 | HI | 23 |  |  | N | [5 empty] | N | X
13630 | North Carolina Mun Power Agny #1 | 56058 | High Point, Jackson Lake | 1315 Jackson Lake Road | High Point | NC | 27263 | Guilford | 35.9444 | -79.9431 | SERC | DUK | Duke Energy Carolinas |  | 22 | RE | 1 | Electric Utility | N |  | N |  | N |  | N | X |  | Town of High Point | 8571 | NC | 12.47 |  |  | N
13630 | North Carolina Mun Power Agny #1 | 56059 | High Point, Fairfield | 540 West Fairfield Road | High Point | NC | 27263 | Guilford | 35.9244 | -79.9901 | SERC | DUK | Duke Energy Carolinas |  | 22 | RE | 1 | Electric Utility | N |  | N |  | N |  | N | X |  | Town of High Point | 8571 | NC | 12.47 |  |  | N
13630 | North Carolina Mun Power Agny #1 | 56060 | Gastonia Rankin Lake | 2650 Weetabix Parkway | Gastonia | NC | 28056 | Gaston | 35.2242 | -81.1228 | SERC | DUK | Duke Energy Carolinas |  | 22 | RE | 1 | Electric Utility | N |  | N |  | N |  | N | X |  | City of Gastonia | 7027 | NC | 12.47 |  |  | N
13630 | North Carolina Mun Power Agny #1 | 56061 | Gastonia Duke Street | 3040 Duke Street | Gastonia | NC | 28052 | Gaston | 35.2234 | -81.1331 | SERC | DUK | Duke Energy Carolinas |  | 22 | RE | 1 | Electric Utility | N |  | N |  | N |  | N | X |  | City of Gastonia | 7027 | NC | 12.47 |  |  | N
13630 | North Carolina Mun Power Agny #1 | 56062 | Statesville, Highway 64 | Highway 64 West | Statesville | NC | 28677 | Iredell | 35.7985 | -80.9427 | SERC | DUK | Duke Energy Carolinas |  | 22 | RE | 1 | Electric Utility | N |  | N |  | N |  | N | X |  | City of Statesville - (NC) | 18022 | NC | 12.47 |  |  | N
13630 | North Carolina Mun Power Agny #1 | 56063 | Shelby, Toms Street | 1120 Toms Street | Shelby | NC | 28150 | Cleveland | 35.3036 | -81.5225 | SERC | DUK | Duke Energy Carolinas |  | 22 | RE | 1 | Electric Utility | N |  | N |  | N |  | N | X |  | City of Shelby - (NC) | 17037 | NC | 12.47 |  |  | N
13630 | North Carolina Mun Power Agny #1 | 56064 | Morganton, Parker Road | 193 West Parker Road | Morganton | NC | 28655 | Burke | 35.7208 | -81.6624 | SERC | DUK | Duke Energy Carolinas |  | 22 | RE | 1 | Electric Utility | N |  | N |  | N |  | N | X |  | City of Morganton - (NC) | 12944 | NC | 12.47 |  |  | N
13630 | North Carolina Mun Power Agny #1 | 56065 | Maiden Finger Street | 2000 W. Finger Street Ext. | Maiden | NC | 28650 | Catawba | 35.5753 | -81.2278 | SERC | DUK | Duke Energy Carolinas |  | 22 | RE | 1 | Electric Utility | N |  | N |  | N |  | N | X |  | Maiden Town of | 11515 | NC | 12.47 |  |  | N
13630 | North Carolina Mun Power Agny #1 | 56066 | Lexington Hickory Street | 100 Hickory Street | Lexington | NC | 27292 | Davidson | 35.8075 | -80.2653 | SERC | CPLE | Progress Energy Carolinas - EAST |  | 22 | RE | 1 | Electric Utility | N |  | N |  | N |  | N | X |  | City of Lexington | 10966 | NC | 12.47 |  |  | N
13630 | North Carolina Mun Power Agny #1 | 56067 | Lexington Health Center | 1104 North Salisbury Street | Lexington | NC | 27292 | Davidson | 35.8309 | -80.2422 | SERC | DUK | Duke Energy Carolinas |  | 22 | RE | 1 | Electric Utility | N |  | N |  | N |  | N | X |  | City of Lexington - (NC) | 10966 | NC | 12.47 |  |  | N
20847 | Wisconsin Electric Power Co | 56068 | Elm Road Generating Station | 10800 S. Chicago Road | Oak Creek | WI | 53154 | Milwaukee | 42.8492 | -87.8336 | RFC | MISO | Midcontinent Independent Transmission System Operator, Inc.. | Lake Michigan | 22 | RE | 1 | Electric Utility | N |  | N |  | N |  | N | X |  | American Transmission Co | 659 | WI | 345 |  |  | N |  | ANR PIPELINE COMPANY |  |  |  | N
54842 | WM Renewable Energy LLC | 56069 | Berlin Landfill Gas | W694 White Ridge Rod | Berlin | WI | 54923 | Green Lake | 43.9603 | -88.9158 | MRO | MISO | Midcontinent Independent Transmission System Operator, Inc.. |  | 22 | NR | 2 | IPP Non-CHP | N |  | N |  | N |  | N | X |  | Wisconsin Power & Light Co | 20856 | WI | 12.5 |  |  | N | [5 empty] | X | X
11479 | Madison Gas & Electric Co | 56070 | Diesel Generators | 115 N. Livingston Street | Madison | WI | 53703 | Dane | 43.0802 | -89.3747 | MRO | MISO | Midcontinent Independent Transmission System Operator, Inc.. |  | 22 | RE | 1 | Electric Utility | N |  | N |  | N |  | N | X |  | Madison Gas & Electric Co | 11479 | WI | 13.8 |  |  | N | [5 empty] | N | N
361 | Industrial Energy Applications Inc | 56072 | Alliant SBD 9801 Aegon Martha's Way | One Martha's Way | Hiawatha | IA | 52406 | Linn | 42.0453 | -91.6969 | MRO | MISO | Midcontinent Independent Transmission System Operator, Inc.. |  | 22 | NR | 2 | IPP Non-CHP | N |  | N |  | N |  | N | X |  |  |  |  | 0.48 |  |  | N | [5 empty] | N | X
361 | Industrial Energy Applications Inc | 56073 | Alliant SBG 9802 Toyota | 5005 N. River Blvd NE | Cedar Rapids | IA | 52411 | Linn | 42.0277 | -91.7111 | MRO | MISO | Midcontinent Independent Transmission System Operator, Inc.. |  | 22 | NR | 2 | IPP Non-CHP | N |  | N |  | N |  | N | X |  | Linn County REC | 11053 | IA | 0.48 |  |  | N |  | MIDAMERICAN ENERGY COMPANY |  |  |  | Y | N
361 | Industrial Energy Applications Inc | 56074 | Alliant SBD 9901 Wells Fargo | 1010 Thomas Edison Blvd SW | Cedar Rapids | IA | 52404 | Linn | 41.9244 | -91.6385 | MRO | MISO | Midcontinent Independent Transmission System Operator, Inc.. |  | 22 | NR | 2 | IPP Non-CHP | N |  | N |  | N |  | N | X |  | Interstate Power and Light Co | 9417 | IA | 0.48 |  |  | N | [5 empty] | N | X
8565 | FPLE High Winds, LLC | 56075 | High Winds LLC | 6700 Birds Landing Rd. | Birds Landing | CA | 94512 | Solano | 38.1381 | -121.8053 | WECC | CISO | California Independent System Operator |  | 22 | NR | 2 | IPP Non-CHP | N |  | N |  | Y | 03-12-000 | N | X |  | Pacific Gas & Electric Co | 14328 | CA | 230 |  |  | N | [5 empty] | N | X
5321 | Drummond Company, Inc. | 56076 | ABC Coke | 900 Huntsville Avenue | Tarrant | AL | 35217 | Jefferson | 33.5828 | -86.7799 | SERC | SOCO | Southern Company Services, Inc. - Trans | Municipality | 324 | NR | 7 | Industrial CHP | N |  | N |  | N |  | N | X |  | Alabama Power Co | 195 | AL | 12 |  |  | N | [5 empty] | N | X
19281 | Turlock Irrigation District | 56078 | Walnut Energy Center | 600 S. Washington Road | Turlock | CA | 95380 | Stanislaus | 37.4878 | -120.8956 | WECC | TIDC | Turlock Irrigation District | Reclaim Water | 22 | RE | 1 | Electric Utility | N |  | N |  | N |  | N | X |  | Turlock Irrigation District | 19281 | CA | 115 |  |  | N |  | PACIFIC GAS |  |  |  | N | X
15597 | Riceland Foods Inc. | 56079 | Riceland Foods Cogeneration Plant | 1200 North Park Avenue | Stuttgart | AR | 72160 | Arkansas | 34.5136 | -91.5331 | SERC | MISO | Midcontinent Independent Transmission System Operator, Inc.. | Well & Municipality | 22 | NR | 3 | IPP CHP | N |  | N |  | N |  | Y | N | OP | Entergy Arkansas Inc | 814 | AR | 14 |  |  | N | [5 empty] | N | N
16657 | San Jose/Santa Clara Water P C | 56080 | SJ/SC WPCP | 700 Los Esteros Road | San Jose | CA | 95134 | Santa Clara | 37.4344 | -121.9464 | WECC | CISO | California Independent System Operator | Bay Area | 22132 | NR | 5 | Commercial CHP | N |  | N |  | N |  | N | X |  | Pacific Gas & Electric Co | 14328 | CA | 115 |  |  | N |  | PACIFIC GAS |  |  |  | N | X
1881 | Blue Canyon Windpower LLC | 56081 | Blue Canyon Windpower | 3109 State Hwy 19 | Carnegie | OK | 73015 | Comanche | 34.8508 | -98.5773 | SPP | SWPP | Southwest Power Pool |  | 22 | NR | 2 | IPP Non-CHP | N |  | Y | 99-4000-000 | Y | EG05-53, EG03-78 | N | X |  | Western Farmers Elec Coop, Inc | 20447 |  | 138 |  |  | N | [5 empty] | N | X
1828 | Linn Operating Inc | 56090 | Blacksand Generating Facility | 2000 Tonner Canyon Road | Brea | CA | 92821 | Orange | 33.9328 | -117.855 | WECC | CISO | California Independent System Operator |  | 211 | NR | 6 | Industrial Non-CHP | N |  | N |  | Y | 99-57-001 | N | X |  | Southern California Edison Co | 17609 | CA | 12 |  |  | N | Other - See pipeline notes. |  |  |  | Intermittant and Supplemental Only | Y | Y
34721 | FPL Energy South Dakota Wind LLC | 56092 | South Dakota Wind Energy Cente | 33716 207th St | Highmore | SD | 57345 | Hyde | 44.5492 | -99.5 | MRO | WACM | Western Area Power Administration - Rocky Mountain Region |  | 22 | NR | 2 | IPP Non-CHP | N |  | N |  | Y | 03-1103-000 | N | X |  | Basin Electric Power Coop | 1307 | SD | 230 |  |  | N
58528 | NextEra Energy Operating Services LLC | 56093 | TransAlta Wyoming Wind | 3287 Divide Rd | Evanston | WY | 82930 | Uinta | 41.2874 | -110.5556 | WECC | PACE | PacifiCorp - East |  | 22 | NR | 2 | IPP Non-CHP | N |  | N |  | N |  | N | X |  | PacifiCorp | 14354 | WY | 138 |  |  | N | [5 empty] | N | X
34719 | FPL Energy Oklahoma Wind LLC | 56094 | Oklahoma Wind Energy Center | 3/8 mi W of Intrscn EW30/NS208 | Woodward | OK | 73801 | Woodward | 36.604 | -99.34 | SPP | SWPP | Southwest Power Pool |  | 22 | NR | 2 | IPP Non-CHP | N |  | N |  | N |  |  | X |  | Oklahoma Gas & Electric Co | 14063 | OK | 138 |  |  | N
34717 | FPL Energy New Mexico Wind LLC | 56097 | New Mexico Wind Energy Center | 1561 State Highway 252 | House | NM | 88121 | Quay | 34.6357 | -104.0473 | WECC | PNM | Public Service Company of New Mexico |  | 22 | NR | 2 | IPP Non-CHP | N |  | N |  | N |  |  | X |  | Public Service Co of NM | 15473 | NM | 34.5 |  |  | N
8628 | City of Hillsboro - (ND) | 56098 | Hillsboro | 603 South Main | Hillsboro | ND | 58045 | Traill | 47.3969 | -97.0606 | MRO | MISO | Midcontinent Independent Transmission System Operator, Inc.. |  | 22 | RE | 1 | Electric Utility | N |  | N |  | N |  |  | X |  | City of Hillsboro - (ND) | 8628 | ND | 4.16 |  |  | N
34723 | FPL Energy North Dakota Wind LLC | 56099 | FPL Energy North Dakota Wind I/II | 7305 74th Ave., SE | Edgeley | ND | 58433 | LaMoure | 46.3272 | -98.8984 | MRO | MISO | Midcontinent Independent Transmission System Operator, Inc.. |  | 22 | NR | 2 | IPP Non-CHP | N |  | N |  | Y | 03-1104-000; '03-1105-000 | N | X |  | Otter Tail Power Co | 14232 | ND | 230 |  |  | N
17862 | City of St Charles - (MN) | 56100 | St. Charles Power Plant | 461 4th Street East | St. Charles | MN | 55972 | Winona | 43.9742 | -92.0597 | MRO | MISO | Midcontinent Independent Transmission System Operator, Inc.. | Municipality | 22 | RE | 1 | Electric Utility | N |  | N |  | N |  |  | X |  | ITC Great Plains | 56526 |  | 69 |  |  | N
14354 | PacifiCorp | 56102 | Currant Creek | 2096 West 300 North | Mona | UT | 84645 | Juab | 39.8214 | -111.8935 | WECC | PACE | PacifiCorp - East | Wells | 22 | RE | 1 | Electric Utility | N |  | N |  | N |  |  | X |  | PacifiCorp | 14354 | UT | 345 |  |  | N | QUESTAR GAS COMPANY |  |  |  |  | N
17650 | Southern Power Co | 56104 | Mankato Energy Center | 1 Fazio Lane | Mankato | MN | 56001 | Blue Earth | 44.1988 | -94.003 | MRO | MISO | Midcontinent Independent Transmission System Operator, Inc.. | City of Mankato POTW | 22 | NR | 2 | IPP Non-CHP | N |  | N |  | N |  | N | X |  | Northern States Power Co - Minnesota | 13781 | MN | 345 | 115 |  | N |  | NORTHERN NATURAL GAS |  |  |  | N | X
21352 | Municipal Energy Agency of NE | 56106 | MEAN Wind Project | Northwest of Kimball | Kimball | NE | 69145 | Kimball | 41.2736 | -103.6983 | WECC | WACM | Western Area Power Administration - Rocky Mountain Region |  | 22 | RE | 1 | Electric Utility | N |  | N |  | N |  |  | X |  | City of Kimball - (NE) | 10260 | NE | 34.5 |  |  | N | [5 empty] | X
49745 | Cash Creek Generating LLC | 56107 | Cash Creek | Kentucky State Highway 1078 | Henderson | KY | 42420 | Henderson | 37.7194 | -87.4139 | SERC | MISO | Midcontinent Independent Transmission System Operator, Inc.. | Green River | 22 | NR | 2 | IPP Non-CHP | N |  | N |  | N |  | N | X |  | Big Rivers Electric Corp | 1692 |  | 345 |  |  | N |  | ANR PIPELINE COMPANY |  |  |  | N | X
50111 | Lafayette Utilities System | 56108 | T J Labbe Electric Generating | 208 Renaud Dr | Lafayette | LA | 70507 | Lafayette | 30.2554 | -92.0433 | SPP | MISO | Midcontinent Independent Transmission System Operator, Inc.. | Municipality | 22 | RE | 1 | Electric Utility | N |  | N |  | N |  | N | X |  | City of Lafayette - (LA) | 9096 | LA | 230 |  |  | N |  | COLUMBIA GULF TRANSMISSION |  |  |  | N | X
17058 | Shell Wind Energy Inc. | 56111 | Brazos Wind Farm | 968 Main Street | Fluvanna | TX | 79517 | Scurry | 32.9479 | -101.1478 | TRE | ERCO | Electric Reliability Council of Texas, Inc. |  | 22 | NR | 2 | IPP Non-CHP | N |  | N |  | N |  | N | X |  | Oncor Electric Delivery Company LLC | 44372 | TX | 138 |  |  | N | [5 empty] | X | X
15399 | Avangrid Renewables LLC | 56112 | Mountain View III | 19020 Indian Avenue | North Palm Springs | CA | 92258 | Riverside | 33.9141 | -116.5914 | WECC | CISO | California Independent System Operator |  | 22 | NR | 2 | IPP Non-CHP | N |  | N |  | Y | 04-7-000 |  | X |  | Southern California Edison Co | 17609 | CA | 115 |  |  | N
55858 | Energy Developments Inc | 56113 | Tessman Road | 7000 I-10 East | San Antonio | TX | 78219 | Bexar | 29.4289 | -98.3433 | TRE | ERCO | Electric Reliability Council of Texas, Inc. |  | 22 | NR | 2 | IPP Non-CHP | N |  | N |  | Y | 05-051-000 | N | X |  | Austin Energy | 1015 | TX | 35 |  |  | N
8573 | City of Highland | 56114 | IMEA Highland | 501 Ninth Street | Highland | IL | 62249 | Madison | 38.7417 | -89.6847 | SERC | MISO | Midcontinent Independent Transmission System Operator, Inc.. | Municipality | 22 | RE | 1 | Electric Utility | N |  | N |  | N |  | N | X |  | City of Highland | 8573 | IL | 13.2 |  |  | N | [5 empty] | N | X
9286 | Illinois Municipal Elec Agency | 56116 | IMEA Flora | 2 Commercial Drive | Flora | IL | 62839 | Clay | 38.6658 | -88.4625 | SERC | MISO | Midcontinent Independent Transmission System Operator, Inc.. | Municipality | 22 | RE | 1 | Electric Utility | N |  | N |  | N |  | N | X |  | City of Flora - (IL) | 6417 | IL | 4.16 |  |  | N
6417 | City of Flora - (IL) | 56117 | Flora Site A | 750 Vincennes | Flora | IL | 62839 | Clay | 38.6693 | -88.4635 | SERC | MISO | Midcontinent Independent Transmission System Operator, Inc.. | Municipality | 22 | RE | 1 | Electric Utility | N |  | N |  | N |  | N | X |  | City of Flora - (IL) | 6417 | IL | 4.16 |  |  | N
6417 | City of Flora - (IL) | 56118 | Flora Site B | 471 State Street | Flora | IL | 62839 | Clay | 38.6714 | -88.4894 | SERC | MISO | Midcontinent Independent Transmission System Operator, Inc.. | Municipality | 22 | RE | 1 | Electric Utility | N |  | N |  | N |  | N | X |  | City of Flora - (IL) | 6417 | IL | 4.16 |  |  | N
49775 | Middlesex Generating Company LLC | 56119 | Middlesex Generating Facility | East Main Street Extension | Sayerville | NJ | 8872 | Middlesex | 40.4903 | -74.3156 | RFC | PJM | PJM Interconnection, LLC | Edward J. Patten Wastewater Pl | 22 | NR | 3 | IPP CHP | Y | 99-29-000 | N |  | N |  | N | X |  | Jersey Central Power & Lt Co | 9726 | NJ | 13.8 |  |  | N |  | PUBLIC SERVICE ELECTRIC & GAS CO |  |  |  | N | N
17543 | South Carolina Public Service Authority | 56120 | Lee County Landfill | 1431 Sumter Highway | Bishopville | SC | 29010 | Lee | 34.181 | -80.2678 | SERC | SC | South Carolina Public Service Authority |  | 22 | RE | 1 | Electric Utility | N |  | N |  | N |  | N | X |  | South Carolina Public Service Authority | 17543 | SC | 12.47 |  |  | N | [5 empty] | X | X
17543 | South Carolina Public Service Authority | 56121 | Anderson Regional Landfill | 203 Landfill Road | Belton | SC | 29627 | Anderson | 34.5739 | -82.4621 | SERC | DUK | Duke Energy Carolinas |  | 22 | RE | 1 | Electric Utility | N |  | N |  | N |  | N | X |  | Duke Energy Carolinas, LLC | 5416 | SC | 12 |  |  | N | [5 empty] | X | X
17543 | South Carolina Public Service Authority | 56122 | Richland County Landfill | 1703 Screaming Eagle Road | Lugoff | SC | 29078 | Richland | 34.103 | -80.7905 | SERC | SC | South Carolina Public Service Authority |  | 22 | RE | 1 | Electric Utility | N |  | N |  | N |  | N | X |  | Tri-County Electric Coop, Inc | 14175 | SC | 25 |  |  | N | [5 empty] | X | X
60558 | Rock County Energy Center, LLC | 56123 | Minwind 3-9 | 1056 40th Ave. | Beaver Creek | MN | 56116 | Rock | 43.6383 | -96.3919 | MRO | MISO | Midcontinent Independent Transmission System Operator, Inc.. |  | 22 | NR | 2 | IPP Non-CHP | N |  | N |  | N |  | N | X |  | Northern States Power Co - Minnesota | 13781 | MN | 161 |  |  | N | [5 empty] | N | X
49777 | SP Fiber Technologies NW LLC | 56124 | SPFT - Newberg Cogen | 1301 Wynooski Street | Newberg | OR | 97132 | Yamhill | 45.2879 | -122.9627 | WECC | PGE | Portland General Electric Company | Willamette River | 322122 | NR | 7 | Industrial CHP | Y | 05-36-000 | Y | 05-36-000 | N |  | N | X |  | Portland General Electric Co | 15248 | OR | 115 |  |  | N | NORTHWEST NATURAL GAS CO |  |  |  |  | N | X
30076 | Calleguas Mun Water District | 56125 | Springville Hydroelectric | 833 Via Zamora | Camarillo | CA | 93010 | Ventura | 34.2253 | -119.0858 | WECC | CISO | California Independent System Operator | Water Pipeline | 22 | NR | 2 | IPP Non-CHP | N |  | Y | 11-094-000 | N |  | N | X |  | Southern California Edison Co | 17609 | CA | 16 |  |  | N | [5 empty] | N | X
11460 | City of Macon - (MO) | 56126 | Sub 2 Generating Station | 1411 Noll Drive | Macon | MO | 63552 | Macon | 39.7503 | -92.5 | SERC | AECI | Associated Electric Cooperative, Inc. | Municipality | 22 | RE | 1 | Electric Utility | N |  | N |  | N |  | N | X |  | Northeast Missouri El Pwr Coop | 13738 |  | 69 |  |  | N
11460 | City of Macon - (MO) | 56127 | Macon Energy Center | 30109 Major Ave. | Macon | MO | 63552 | Macon | 39.749 | -92.3845 | SERC | AECI | Associated Electric Cooperative, Inc. | Municipality | 22 | RE | 1 | Electric Utility | N |  | N |  | N |  | N | X |  | Northeast Missouri El Pwr Coop | 13738 |  | 69 |  |  | N | MACON MUNICIPAL UTILITIES |  |  |  |  | N
11460 | City of Macon - (MO) | 56128 | Sub 3 Generating Station | 29357 Kellog Ave. | Macon | MO | 63552 | Macon | 39.7614 | -92.4533 | SERC | AECI | Associated Electric Cooperative, Inc. | Municipality | 22 | RE | 1 | Electric Utility | N |  | N |  | N |  | N | X |  | Northeast Missouri El Pwr Coop | 13738 |  | 69 |  |  | N
59159 | Central Electric Power | 56129 | Thermal Kem | 2324 Vernsdale Road | Rock Hill | SC | 29730 | York | 34.8894 | -81.0725 | SERC | DUK | Duke Energy Carolinas |  | 22 | RE | 1 | Electric Utility | N |  | N |  | N |  | N | X |  | York Electric Coop Inc | 21002 | SC | 12.47 |  |  | N
17543 | South Carolina Public Service Authority | 56130 | Cornell Dubilier | 140 Technology Place | Liberty | SC | 29657 | Pickens | 34.8158 | -82.6986 | SERC | SC | South Carolina Public Service Authority |  | 22 | RE | 1 | Electric Utility | N |  | N |  | N |  |  | X |  | Blue Ridge Electric Coop Inc | 1890 | SC | 12.47
59159 | Central Electric Power | 56131 | Valenite | 7105 South Hwy 11 | Westminster | SC | 29693 | Oconee | 34.6572 | -83.0383 | SERC | DUK | Duke Energy Carolinas |  | 22 | RE | 1 | Electric Utility | N |  | N |  | N |  | N | X |  | Blue Ridge Electric Coop Inc - (SC) | 1890 | SC | 12.47 |  |  | N
59159 | Central Electric Power | 56132 | Honea Path | 46 Rusty Burns Dr | Honea Path | SC | 29620 | Abbeville | 34.4413 | -82.3652 | SERC | DUK | Duke Energy Carolinas |  | 22 | RE | 1 | Electric Utility | N |  | N |  | N |  | N | X |  | Little River Electric Coop Inc | 11019 | SC | 12.47 |  |  | N
55934 | City of Stockton MUD | 56134 | Regional Wastewater Control Facility | 2500 Navy Dr | Stockton | CA | 95206 | San Joaquin | 37.9369 | -121.3294 | WECC | CISO | California Independent System Operator | Municipality (Well and Surface | 22132 | NR | 5 | Commercial CHP | N |  | N |  | N |  | N | X |  | Pacific Gas & Electric Co | 14328 | CA | 60 |  |  | N | PACIFIC GAS |  |  |  |  | N
12745 | Modesto Irrigation District | 56135 | Ripon Generation Station | 1015 S. Stockton Blvd. | Ripon | CA | 95366 | San Joaquin | 37.7315 | -121.116 | WECC | BANC | Balancing Authority of Northern California | NonPotable Well Water | 22 | RE | 1 | Electric Utility | N |  | N |  | N |  | N | X |  | Modesto Irrigation District | 12745 | CA | 69 |  |  | N |  | PACIFIC GAS |  |  |  | N | X
12341 | MidAmerican Energy Co | 56138 | Anderson Erickson | 2291 State Street | Des Moines | IA | 50317 | Polk | 41.6014 | -93.5765 | MRO | MISO | Midcontinent Independent Transmission System Operator, Inc.. |  | 22 | RE | 1 | Electric Utility | N |  | N |  | N |  | N | X |  | MidAmerican Energy Co | 12341 | IA | 69 |  |  | N
29925 | Enterprise Products Optg LP | 56139 | Neptune Gas Processing Plant | 120 Trunkline | Centerville | LA | 70522 | St Mary | 29.7336 | -91.4431 | SERC | MISO | Midcontinent Independent Transmission System Operator, Inc.. |  | 325 | NR | 7 | Industrial CHP | Y | 03-135-000 | N |  | N |  | N | X |  | Cleco Power LLC | 3265 | LA | 12.47 |  |  | N | Other - See pipeline notes. |  |  |  | This feed for the unit is closed loop and not connected to a LDC | N | N
49786 | Jamaica Bay Peaking Facility, LLC | 56141 | Jamaica Bay Peaking | 14-25 Bay 24th St | Far Rockaway | NY | 11691 | Queens | 40.6097 | -73.7622 | NPCC | NYIS | New York Independent System Operator | Municipality | 22 | NR | 2 | IPP Non-CHP | N |  | N |  | Y | 03-49-000 | N | X |  | Long Island Power Authority | 11171 | NY | 69 |  |  | N
59496 | Allete Clean Energy | 56142 | Chanarambie Power Partners, LLC | 215 111th St. | Lake Wilson | MN | 56151 | Murray | 44.011 | -96.0446 | MRO | MISO | Midcontinent Independent Transmission System Operator, Inc.. |  | 22 | NR | 2 | IPP Non-CHP | N |  | N |  | N |  | N | X |  | Northern States Power Co - Minnesota | 13781 | MN | 34.5 |  |  | N | [5 empty] | N | X
16088 | City of Riverside - (CA) | 56143 | Riverside Energy Resource Center | 5901 Payton Ave | Riverside | CA | 92504 | Riverside | 33.9636 | -117.4528 | WECC | CISO | California Independent System Operator | municipality | 22 | RE | 1 | Electric Utility | N |  | N |  | N |  | N | X |  | City of Riverside - (CA) | 16088 | CA | 69 |  |  | N | SOUTHERN CALIFORNIA GAS COMPANY |  |  |  |  | N | N
16088 | City of Riverside - (CA) | 56144 | Springs Generating Station | 2221 Eastridge Ave | Riverside | CA | 92507 | Riverside | 33.9308 | -117.2933 | WECC | CISO | California Independent System Operator |  | 22 | RE | 1 | Electric Utility | N |  | N |  | N |  | N | X |  | City of Riverside - (CA) | 16088 | CA | 69 |  |  | N | SOUTHERN CALIFORNIA GAS COMPANY |  |  |  |  | N | N
219 | Alaska Power and Telephone Co | 56146 | False Island | Lot 6, Marine Industrial Park | Thorne Bay | AK | 99919 | Prince of Wales Ketchikan | 55.4892 | -133.1345 | ASCC |  |  |  | 22 | RE | 1 | Electric Utility | N |  | N |  | N |  | N | X |  | Alaska Power and Telephone Co | 219 | AK | 12.47 |  |  | N
219 | Alaska Power and Telephone Co | 56147 | Viking | Mile 6 Craig/Klawock Highway | Craig | AK | 99921 | Prince of Wales Ketchikan | 55.5407 | -133.1023 | ASCC |  |  |  | 22 | RE | 1 | Electric Utility | N |  | N |  | N |  | N | X |  | Alaska Power and Telephone Co | 219 | AK | 12.47 |  |  | N
6615 | City of Fort Pierre - (SD) | 56148 | Ft. Pierre | N/A | Fort Pierre | SD | 57532 | Stanley | 44.3681 | -100.3808 | MRO | SWPP | Southwest Power Pool |  | 22 | RE | 1 | Electric Utility | N |  | N |  | N |  | N | X |  | City of Fort Pierre - (SD) | 6615 | SD | 12.47 |  |  | N
4716 | Dairyland Power Coop | 56149 | Seven Mile Creek LFG | 8001 Olson Drive | Eau Claire | WI | 54701 | Eau Claire | 44.8298 | -91.3731 | MRO | MISO | Midcontinent Independent Transmission System Operator, Inc.. | Well | 22 | RE | 1 | Electric Utility | N |  | N |  | N |  | N | X |  | Dairyland Power Coop | 4716 |  | 69 |  |  | N | [5 empty] | N | X
7140 | Georgia Power Co | 56150 | McIntosh Combined Cycle Facility | P. O. Box 529 | Rincon | GA | 31326 | Effingham | 32.3478 | -81.1817 | SERC | SOCO | Southern Company Services, Inc. - Trans | Savannah River | 22 | RE | 1 | Electric Utility | N |  | N |  | N |  | N | X |  | Georgia Power Co | 7140 | GA | 230 |  |  | N |  | SOUTHERN NATURAL GAS COMPANY | ELBA EXPRESS |  |  | N | X
56211 | KCP&L Greater Missouri Operations Co | 56151 | South Harper | MO Hwy 7 and 235th Street | Kansas City | MO | 64701 | Cass | 38.6803 | -94.4824 | SPP | SWPP | Southwest Power Pool | PWSD #9 | 22 | RE | 1 | Electric Utility | N |  | N |  | N |  |  | X |  | Kansas City Power & Light Co | 10000 | MO | 161 |  |  | N |  | SOUTHERN STAR CENTRAL GAS PIPELINE | PANHANDLE EASTERN PIPELINE COMPANY |  |  | N
5338 | Dow Chemical Co | 56152 | Freeport Energy Center | 2301 N Brazosport Blvd | Freeport | TX | 77541 | Brazoria | 28.9888 | -95.3954 | TRE | ERCO | Electric Reliability Council of Texas, Inc. | Gulf Of Mexico & Brazos River | 325 | NR | 7 | Industrial CHP | Y | 05-19-000 | N |  | N |  |  | X |  | CenterPoint Energy | 8901 | TX | 345 |  |  | N |  | HOUSTON PL CO LP |  |  |  | Y | N
59496 | Allete Clean Energy | 56153 | Viking Wind Partners | 215 111th Street | Lake Wilson | MN | 56151 | Murray | 43.9835 | -96.0118 | MRO | MISO | Midcontinent Independent Transmission System Operator, Inc.. | n/a | 22 | NR | 2 | IPP Non-CHP | N |  | Y | 04-06-000; 04-09-000; 04-08-000; 04-07-000 | N |  | N | X |  | Northern States Power Co - Minnesota | 13781 | MN | 34.5 |  |  | N | [5 empty] | N | X
50123 | Leeward Asset Management, LLC | 56160 | Mendota Hills, LLC | 823 Bingham Road | Paw Paw | IL | 60553 | Lee | 41.7194 | -89.0492 | RFC | PJM | PJM Interconnection, LLC |  | 22 | NR | 2 | IPP Non-CHP | N |  | Y | 02-17-002 | Y | 05-34-000 | N | X |  | Commonwealth Edison Co | 4110 | IL | 138 |  |  | N | [5 empty] | N | N
13337 | Nebraska Public Power District | 56162 | Ainsworth Wind | Highway 7 | Ainsworth | NE | 69210 | Brown | 42.4489 | -99.8917 | MRO | SWPP | Southwest Power Pool |  | 22 | RE | 1 | Electric Utility | N |  | N |  | N |  |  | X |  | Nebraska Public Power District | 13337 | NE | 115 |  |  | N | [5 empty] | X | X
49805 | Kennecott Utah Copper | 56163 | Kennecott Power Plant | 9200 West 3325 South | Magna | UT | 84044 | Salt Lake | 40.7119 | -112.1225 | WECC | PACE | PacifiCorp - East | Wells | 331 | NR | 7 | Industrial CHP | Y | QF04-61-000, QF10-627-000 | N |  | N |  | N | X |  | PacifiCorp | 14354 | UT | 138 |  |  | N | QUESTAR GAS COMPANY |  |  |  |  | N | X
12667 | Minnesota Municipal Power Agny | 56164 | Faribault Energy Park | 4100 Park Avenue | Faribault | MN | 55021 | Rice | 44.3356 | -93.2906 | MRO | MISO | Midcontinent Independent Transmission System Operator, Inc.. | Wells | 22 | RE | 1 | Electric Utility | N |  | N |  | N |  |  | X |  | Northern States Power Co - Minnesota | 13781 | MN | 118 |  |  | N |  | NORTHERN NATURAL GAS |  |  |  | N | X
20856 | Wisconsin Power & Light Co | 56166 | Sheboygan Falls | N5787 Bridgewood Road | Sheboygan | WI | 53085 | Sheboygan | 43.7518 | -87.8781 | MRO | MISO | Midcontinent Independent Transmission System Operator, Inc.. |  | 22 | RE | 1 | Electric Utility | N |  | N |  | N |  | N | X |  | American Transmission Co | 659 | WI | 345 |  |  | N |  | ANR PIPELINE COMPANY |  |  |  | N
49812 | NEO Freehold Gen LLC | 56169 | NEO Freehold Gen LLC | 235 Willowbrook Road | Freehold | NJ | 7728 | Monmouth | 40.2448 | -74.2547 | RFC | PJM | PJM Interconnection, LLC | Municiple | 22 | NR | 3 | IPP CHP | Y | QF97-40 | N |  | N |  | N | X |  | Jersey Central Power & Lt Co | 9726 | NJ | 125 |  |  | N | NEW JERSEY NATURAL GAS |  |  |  |  | N | X
57253 | NM Mid Valley Genco LLC | 56170 | Mid Valley Plant | 2390 North Alder | Rialto | CA | 92377 | San Bernardino | 34.1425 | -117.4274 | WECC | CISO | California Independent System Operator |  | 22 | NR | 2 | IPP Non-CHP | N |  | N |  | Y | 06-133-001 |  | X |  | Southern California Edison Co | 17609 | CA | 12 |  |  | N
15399 | Avangrid Renewables LLC | 56172 | Flying Cloud Power Partners LLC | 1574 170th Street | Lake Park | IA | 51347 | Dickinson | 43.3897 | -95.2997 | MRO | MISO | Midcontinent Independent Transmission System Operator, Inc.. |  | 22 | NR | 2 | IPP Non-CHP | N |  | N |  | Y | 03-32-000 |  | X |  | Interstate Power and Light Co | 9417 | IA | 240 |  |  | N
15399 | Avangrid Renewables LLC | 56173 | Colorado Green Holdings LLC | 8501 County Road E | Lamar | CO | 81052 | Prowers | 37.7033 | -102.6231 | WECC | PSCO | Public Service Company of Colorado |  | 22 | NR | 2 | IPP Non-CHP | N |  | N |  | Y | 30-108-000 |  | X |  | Public Service Co of Colorado | 15466 | CO | 230 |  |  | N
15399 | Avangrid Renewables LLC | 56174 | Moraine Wind LLC | 4 151th Street | Woodstock | MN | 56186 | Pipestone | 44.0667 | -96.0667 | MRO | MISO | Midcontinent Independent Transmission System Operator, Inc.. |  | 22 | NR | 2 | IPP Non-CHP | N |  | N |  | Y | 02-63-000 |  | X |  | Northern States Power Co - Minnesota | 13781 | MN | 115 |  |  | N
40575 | Utah Associated Mun Power Sys | 56177 | Nebo Power Station | State Road 115 & Bamberger Rd | Payson | UT | 84651 | Utah | 40.0614 | -111.7294 | WECC | PACE | PacifiCorp - East | Municipality | 22 | RE | 1 | Electric Utility | N |  | N |  | N |  | N | X |  | Utah Associated Mun Power Sys | 40575 |  | 138 |  |  | N | QUESTAR GAS COMPANY | QUESTAR P L CO |  |  |  | N | N
7100 | Village of Genoa - (OH) | 56181 | Genoa Diesel Generating Station | Industrial Park Road | Genoa | OH | 43430 | Ottawa | 41.5092 | -83.3606 | RFC | PJM | PJM Interconnection, LLC |  | 22 | RE | 1 | Electric Utility | N |  | N |  | N |  | N | X |  | Village of Genoa - (OH) | 7100 | OH | 12.47 |  |  | N
49831 | Unilin Flooring NC LLC-Columbia Flooring | 56182 | Columbia Flooring Melbourne | Highway 9 Spur | Melbourne | AR | 72556 | Izard | 36.0605 | -91.9198 | SERC | MISO | Midcontinent Independent Transmission System Operator, Inc.. | Well | 321 | NR | 7 | Industrial CHP | N |  | N |  | N |  | N | X |  | Entergy Arkansas Inc | 814 | AR | 13.8 |  |  | N
12807 | Michigan South Central Pwr Agy | 56183 | Modular Power LLC |  | Coldwater | MI | 49036 | Branch | 41.9261 | -85.0103 | MRO |  |  |  | 22 | RE | 1 | Electric Utility | N |  | N |  | N |  | N | X | [7 empty] | N | [5 empty] | X | X
55784 | California Power Holdings LLC | 56184 | Red Bluff | 970 Diamond Ave | Red Bluff | CA | 96080 | Tehama | 40.1501 | -122.2124 | WECC | CISO | California Independent System Operator | Municipality | 22 | NR | 2 | IPP Non-CHP | N |  | N |  | N |  | N | X |  | Pacific Gas & Electric Co | 14328 | CA | 69 |  |  | N | PACIFIC GAS | PACIFIC GAS |  |  |  | N | N
55784 | California Power Holdings LLC | 56185 | Chowchilla II | 16457 Avenue 24 1/2 | Chowchilla | CA | 93610 | Madera | 37.1073 | -120.2485 | WECC | CISO | California Independent System Operator | Municipality | 22 | NR | 2 | IPP Non-CHP | N |  | N |  | N |  |  | X |  | Pacific Gas & Electric Co | 14328 | CA | 115 |  |  | N | PACIFIC GAS | PACIFIC GAS |  |  |  | N | N
49837 | Pinelawn Power LLC | 56188 | Pinelawn Power LLC | 380 Patton Ave | West Babylon | NY | 11704 | Suffolk | 40.7366 | -73.3884 | NPCC | NYIS | New York Independent System Operator | suffolk county water authority | 22 | NR | 2 | IPP Non-CHP | N |  | N |  | Y | 04-88-000 | N | X |  | Long Island Power Authority | 11171 | NY | 69 |  |  | N |  | TRANSCONTINENTAL GAS PIPELINE |  |  |  | N
49840 | Waterside Power, LLC | 56189 | Waterside Power, LLC | 17 Ameila Place | Stamford | CT | 6904 | Fairfield | 41.0372 | -73.5564 | NPCC | ISNE | ISO New England Inc. | Aquarian Water Co | 22 | NR | 2 | IPP Non-CHP | N |  | N |  | Y | 02-1884-000 | N | X |  | Connecticut Light & Power Co | 4176 | CT | 115 |  |  | N |  | None
3304 | Central Michigan University | 56190 | Central Michigan University | 1720 S. East Campus Dr | Mt. Pleasant | MI | 48859 | Isabella | 43.5905 | -84.779 | RFC | MISO | Midcontinent Independent Transmission System Operator, Inc.. | Wells | 611 | NR | 5 | Commercial CHP | N |  | N |  | N |  | N | X |  | Consumers Energy Co | 4254 | MI | 46 |  |  | N | Other - See pipeline notes. | DTE GAS COMPANY |  |  |  | N | N
49842 | Georgia-Pacific Consr Prods LP-Wauna | 56192 | Georgia-Pacific Wauna Mill | 92326 Taylorville Road | Clatskanie | OR | 97016 | Clatsop | 46.154 | -123.4066 | WECC | BPAT | Bonneville Power Administration | Columbia River | 322122 | NR | 7 | Industrial CHP | N |  | N |  | N |  | N | X |  | Bonneville Power Administration | 1738 | OR | 230 |  |  | N | NORTHWEST NATURAL GAS CO |  |  |  |  | N
50082 | Boise Cascade Wood Products LLC | 56193 | Medford Operation | 3285 North Pacific Highway | Medford | OR | 97501 | Jackson | 42.3555 | -122.9046 | WECC | PACW | PacifiCorp - West | Rogue River Valley Irrigation | 321 | NR | 7 | Industrial CHP | N |  | Y | 06-127-000 | N |  | N | X |  | PacifiCorp | 14354 | OR | 12 |  |  | N | AVISTA UTILITIES |  |  |  |  | N | X
5155 | City of Dike | 56194 | Dike City Power Plant | 243 Front Street | Dike | IA | 50624 | Grundy | 42.4622 | -92.6264 | MRO | MISO | Midcontinent Independent Transmission System Operator, Inc.. |  | 22 | RE | 1 | Electric Utility | N |  | N |  | N |  |  | X |  | Corn Belt Power Coop | 4363 |  | 200 |  |  | N | [5 empty] | N | N
49844 | Eurus Combine Hills I LLC | 56195 | Combine Hills I | 84700 White Reservoir Road | Milton-Freewater | OR | 97862 | Umatilla | 45.943 | -118.591 | WECC | PACW | PacifiCorp - West |  | 22 | NR | 2 | IPP Non-CHP | N |  | N |  | Y | 04-000 | N | X |  | PacifiCorp | 14354 | OR | 72 |  |  | N
15296 | New York Power Authority | 56196 | 500MW CC | 19-51 20th Ave | Astoria | NY | 11105 | Queens | 40.7889 | -73.9069 | NPCC | NYIS | New York Independent System Operator | East River | 22 | RE | 1 | Electric Utility | N |  | N |  | N |  | N | X |  | Consolidated Edison Co-NY Inc | 4226 | NY | 345 |  |  | N | CONSOLIDATED EDISON NEW YORK INC |  |  |  |  | Y | N
59883 | NRG Energy Gas & Wind Holdings Inc | 56199 | TG Windfarm LLC | 966 120th Ave | Pipestone | MN | 56164 | Pipestone | 43.9897 | -96.2236 | MRO | MISO | Midcontinent Independent Transmission System Operator, Inc.. |  | 22 | NR | 2 | IPP Non-CHP | N |  | Y | 06-152-000 | Y | 04-84-000 | N | X |  | Northern States Power Co - Minnesota | 13781 | MN | 34.5 |  |  | N | [5 empty] | X | X
59883 | NRG Energy Gas & Wind Holdings Inc | 56200 | CG Windfarm LLC | 996 120th Avenue | Woodstock | MN | 56186 | Pipestone | 43.9931 | -96.2186 | MRO | MISO | Midcontinent Independent Transmission System Operator, Inc.. |  | 22 | NR | 2 | IPP Non-CHP | N |  | Y | 06-153-000 | Y | 04-82-000 | N | X |  | Northern States Power Co - Minnesota | 13781 | MN | 34.5 |  |  | N | [5 empty] | X | X
59883 | NRG Energy Gas & Wind Holdings Inc | 56201 | Bisson Windfarm LLC | 906 120th Avenue | Pipestone | MN | 56164 | Pipestone | 43.9844 | -96.2194 | MRO | MISO | Midcontinent Independent Transmission System Operator, Inc.. |  | 22 | NR | 2 | IPP Non-CHP | N |  | Y | 06-154-000 | Y | 04-85-000 | N | X |  | Northern States Power Co - Minnesota | 13781 | MN | 34.5 |  |  | N | [5 empty] | X | X
49867 | Tofteland Windfarm LLC | 56202 | Tofteland Windfarm LLC | 936 120th Avenue | Pipestone | MN | 56164 | Pipestone | 43.9803 | -96.2233 | MRO | MISO | Midcontinent Independent Transmission System Operator, Inc.. |  | 22 | NR | 2 | IPP Non-CHP | N |  | N |  | N |  | N | X |  | Northern States Power Co - Minnesota | 13781 | MN | 69 |  |  | N | [5 empty] | X | X
59883 | NRG Energy Gas & Wind Holdings Inc | 56203 | Westridge Windfarm LLC | 966 12th Ave | Woodstock | MN | 56164 | Pipestone | 43.9886 | -96.2156 | MRO | MISO | Midcontinent Independent Transmission System Operator, Inc.. |  | 22 | NR | 2 | IPP Non-CHP | N |  | Y | 06-150-000 | Y | 04-83-000 | N | X |  | Northern States Power Co - Minnesota | 13781 | MN | 34.5 |  |  | N | [5 empty] | X | X
49869 | Fey Windfarm LLC | 56204 | Fey Windfarm LLC | 1959 131th Street | Woodstock | MN | 56186 | Pipestone | 44.0364 | -96.0736 | MRO | MISO | Midcontinent Independent Transmission System Operator, Inc.. |  | 22 | NR | 2 | IPP Non-CHP | N |  | N |  | N |  |  | X |  | Northern States Power Co - Minnesota | 13781 | MN | 34.5 |  |  | N | [5 empty] | X | X
49870 | Windcurrent Farms LLC | 56205 | Windcurrent Farms LLC | 1928 121th Street | Woodstock | MN | 56186 | Pipestone | 44.0236 | -96.0789 | MRO | MISO | Midcontinent Independent Transmission System Operator, Inc.. |  | 22 | NR | 2 | IPP Non-CHP | N |  | N |  | Y | 604-80-000 | N | X |  | Northern States Power Co - Minnesota | 13781 | MN | 34.5 |  |  | N | [5 empty] | X | X
59883 | NRG Energy Gas & Wind Holdings Inc | 56206 | K-Brink Windfarm LLC | 1731 121th Street | Woodstock | MN | 56186 | Pipestone | 44.0197 | -96.1183 | MRO | MISO | Midcontinent Independent Transmission System Operator, Inc.. |  | 22 | NR | 2 | IPP Non-CHP | N |  | Y | 06-147-000 | Y | 04-86-000 | N | X |  | Northern States Power Co - Minnesota | 13781 | MN | 34.5 |  |  | N | [5 empty] | X | X
56800 | Brewster | 56207 | DL Windy Acres LLC | 80442 350th Avenue | Brewster | MN | 56119 | Jackson | 43.6514 | -95.3686 | MRO | MISO | Midcontinent Independent Transmission System Operator, Inc.. |  | 22 | NR | 2 | IPP Non-CHP | N |  | Y | 07-245-000 | Y | 04-92-000 |  | X |  | Great River Energy | 7570 |  | 69 |  |  | N
56800 | Brewster | 56208 | S&P Windfarm LLC | 80441 350th Avenue | Brewster | MN | 56119 | Jackson | 43.6514 | -95.3825 | MRO | MISO | Midcontinent Independent Transmission System Operator, Inc.. |  | 22 | NR | 2 | IPP Non-CHP | N |  | Y | 07-246-000 | Y | 04-93-000 |  | X |  | Great River Energy | 7570 |  | 69 |  |  | N
59883 | NRG Energy Gas & Wind Holdings Inc | 56209 | Boeve Windfarm LLC | 1857 141st Street | Woodstock | MN | 56186 | Pipestone | 44.0508 | -96.0933 | MRO | MISO | Midcontinent Independent Transmission System Operator, Inc.. |  | 22 | NR | 2 | IPP Non-CHP | N |  | Y | 06-146-000 | Y | 04-78-000 | N | X |  | Northern States Power Co - Minnesota | 13781 | MN | 34.5 |  |  | N | [5 empty] | X | X
56800 | Brewster | 56210 | B&K Energy Systems LLC | 80442 350th Avenue | Brewster | MN | 56119 | Jackson | 43.6514 | -95.3755 | MRO | MISO | Midcontinent Independent Transmission System Operator, Inc.. |  | 22 | NR | 2 | IPP Non-CHP | N |  | Y | 07-244-000 | Y | 04-89-000 |  | X |  | Great River Energy | 7570 |  | 69 |  |  | N
50123 | Leeward Asset Management, LLC | 56211 | Sweetwater Wind 1 LLC | 7051 Hwy 70 | Sweetwater | TX | 79556 | Nolan | 32.3606 | -100.3389 | TRE | ERCO | Electric Reliability Council of Texas, Inc. |  | 22 | NR | 2 | IPP Non-CHP | N |  | N |  | Y | 04-22-000 | N | X |  | Oncor Electric Delivery Company LLC | 44372 | TX | 345 |  |  | N
50123 | Leeward Asset Management, LLC | 56212 | Sweetwater Wind 2 LLC | Nolan | Sweetwater | TX | 79556 | Nolan | 32.3472 | -100.3703 | TRE | ERCO | Electric Reliability Council of Texas, Inc. |  | 22 | NR | 2 | IPP Non-CHP | N |  | N |  | Y | 05-24-000 | N | X |  | Oncor Electric Delivery Company LLC | 44372 | TX | 345 |  |  | N | [5 empty] | N | N
57170 | EDF Renewable Asset Holdings, Inc. | 56213 | Patterson Pass | 14680 Patterson Pass Road | Tracy | CA | 95377 | Alameda | 37.702 | -121.6137 | WECC | CISO | California Independent System Operator |  | 22 | NR | 2 | IPP Non-CHP | N |  | N |  | N |  |  | X |  | Pacific Gas & Electric Co | 14328 | CA | 21
57202 | E&E Enterprises LLC | 56215 | Allendorf | U S Highway 59 | Allendorf | IA | 51354 | Osceola | 43.4 | -95.6333 | MRO | MISO | Midcontinent Independent Transmission System Operator, Inc.. |  | 22 | NR | 2 | IPP Non-CHP | N |  | Y | 98-97-000 | N |  |  | X |  | Interstate Power and Light Co | 9417 | IA | 12.8 |  |  | N | [5 empty] | X | X
22500 | Westar Energy Inc | 56219 | Westar Wind | 25905 Jeffrey Road | St Mary's | KS | 66536 | Pottawatomie | 39.2983 | -96.5739 | SPP | SWPP | Southwest Power Pool |  | 22 | RE | 1 | Electric Utility | N |  | N |  | N |  |  | X |  | Westar Energy Inc | 22500 | KS | 72
28541 | Clatskanie Peoples Util Dist | 56223 | Alden Bailey Power Plant | 92328 Taylorville Rd | Clatskanie | OR | 97016 | Clatsop | 46.1584 | -123.406 | WECC | BPAT | Bonneville Power Administration |  | 22 | RE | 1 | Electric Utility | N |  | N |  | N |  | N | X |  | Bonneville Power Administration | 1738 | OR | 13.8 |  |  | N | NORTHWEST NATURAL GAS CO |  |  |  |  | N | N
49896 | Newmont Nevada Energy Investment, LLC | 56224 | TS Power Plant | 450 TS Power Plant Road | Battle Mountain | NV | 89820 | Eureka | 40.7461 | -116.5297 | WECC | NEVP | Nevada Power Company | Wells | 22 | NR | 2 | IPP Non-CHP | N |  | N |  | Y | 06-12-000 | Y | Y | OP | Sierra Pacific Power Co | 17166 | NV | 120 |  |  | N | [5 empty] | X | X
49903 | Aeolus Wind LLC | 56225 | Aeolus Wind Facility | 14899 County Rd 17 | Spearman | TX | 79081 | Hansford | 36.4725 | -101.3278 | SPP | SWPP | Southwest Power Pool |  | 22 | NR | 2 | IPP Non-CHP | N |  | N |  | N |  |  | X |  | Southwestern Public Service Co | 17718 | TX | 34.5 |  |  | N
40577 | American Mun Power-Ohio, Inc | 56226 | Bowling Green Wind | Rt 6 W of Interstate 75 | Bowling Green | OH | 43402 | Wood | 41.3786 | -83.7383 | RFC | PJM | PJM Interconnection, LLC |  | 22 | RE | 1 | Electric Utility | N |  | N |  | N |  | N | X |  | City of Bowling Green - (OH) | 2054 | OH | 12.47 |  |  | N | [5 empty] | X | X
15248 | Portland General Electric Co | 56227 | Port Westward | 81566 Kallunki Rd | Clatskanie | OR | 97016 | Columbia | 46.1789 | -123.172 | WECC | PGE | Portland General Electric Company | Columbia River | 22 | RE | 1 | Electric Utility | N |  | N |  | N |  | N | X |  | Portland General Electric Co | 15248 | OR | 230 |  |  | N | NORTHWEST NATURAL GAS CO | PACIFIC GAS | PACIFIC GAS |  |  | N
803 | Arizona Public Service Co | 56228 | Prescott Airport | Melville Road | Prescott | AZ | 86301 | Yavapai | 34.6584 | -112.4008 | WECC | AZPS | Arizona Public Service Company |  | 22 | RE | 1 | Electric Utility | N |  | N |  | N |  | N | X |  | Arizona Public Service Co | 803 | AZ | 69 |  |  | N
49913 | University of Arizona | 56229 | Cogeneration 1 | 640 N. Mountain | Tucson | AZ | 85721 | Pima | 32.2299 | -110.9528 | WECC | TEPC | Tucson Electric Power Company | wells | 611 | NR | 5 | Commercial CHP | Y | 02-18 | N |  | N |  | N | X |  | Tucson Electric Power Co | 24211 | AZ | 13.8 |  |  | N | SOUTHWEST GAS CORPORATION |  |  |  |  | N | X
50109 | DeKalb Regional Health System | 56231 | DeKalb Medical Center-Hillandale | 2801 DeKalb Medical Parkway | Lithonia | GA | 30058 | DeKalb | 33.7036 | -84.1494 | SERC | SOCO | Southern Company Services, Inc. - Trans |  | 622 | NR | 4 | Commercial Non-CHP | N |  | N |  | N |  | N | X |  | Georgia Power Co | 7140 | GA | 14 |  |  | N
16609 | San Diego Gas & Electric Co | 56232 | Miramar Energy Facility | 6875 Consolidated Way | San Diego | CA | 92121 | San Diego | 32.8769 | -117.1664 | WECC | CISO | California Independent System Operator |  | 22 | RE | 1 | Electric Utility | N |  | N |  | N |  | N | X |  | San Diego Gas & Electric Co | 16609 | CA | 69 |  |  | N | SAN DIEGO GAS AND ELECTRIC COMPANY |  |  |  |  | N | N
49949 | Kinder Morgan Production Company LP | 56233 | EG178 Facility | 3693 CR 226 | Snyder | TX | 79549 | Scurry | 32.7471 | -100.9547 | TRE | ERCO | Electric Reliability Council of Texas, Inc. | Wells | 211 | NR | 6 | Industrial Non-CHP | N |  | N |  | N |  | N | X |  | Oncor Electric Delivery Company LLC | 44372 | TX | 138 |  |  | N |  | Other - Please explain in pipeline notes below. |  |  | Is connected to Snyder Gas Plant. It is residue gas that is burned off. | X | X
49950 | Caithness Long Island, LLC | 56234 | Caithness Long Island Energy Center | 50 Zorn Blvd. | Yaphank | NY | 11980 | Suffolk | 40.8142 | -72.9403 | NPCC | NYIS | New York Independent System Operator | Suffolk County Water Authority | 22 | NR | 2 | IPP Non-CHP | N |  | N |  | N |  |  | X |  | Long Island Power Authority | 11171 | NY | 138 |  |  | N | Other - See pipeline notes. |  |  |  |  | N
14354 | PacifiCorp | 56237 | Lake Side Power Plant | 1825 North Pioneer Lane | Vineyard | UT | 84058 | Utah | 40.3317 | -111.7542 | WECC | PACE | PacifiCorp - East | Wells | 22 | RE | 1 | Electric Utility | N |  | N |  | N |  |  | X |  | PacifiCorp | 14354 | UT | 138 |  |  | N | QUESTAR GAS COMPANY |  |  |  |  | N
1307 | Basin Electric Power Coop | 56238 | Groton Generating Station | Hwy 37 | Groton | SD | 57445 | Brown | 45.3735 | -98.0987 | MRO | SWPP | Southwest Power Pool | Municipality | 22 | RE | 1 | Electric Utility | N |  | N |  | N |  | N | X |  | Basin Electric Power Coop | 1307 | SD | 115 |  |  | N |  | NORTHERN BORDER P L CO |  |  |  | N | X
59527 | Calpeak Operating Services, LLC | 56239 | Malaga Power LLC | 2611 E North Ave | Fresno | CA | 93725 | Fresno | 36.6697 | -119.7404 | WECC | CISO | California Independent System Operator |  | 22 | NR | 2 | IPP Non-CHP | N |  | N |  | Y | EG15-44 |  | X |  | Pacific Gas & Electric Co | 14328 | CA | 115 |  |  | N |  | PACIFIC GAS |  |  |  | N
19740 | AES Wind Generation Inc | 56240 | Buffalo Gap Wind Farm | 10718 FM89 | Merkel | TX | 79536 | Taylor | 32.3116 | -100.0616 | TRE | ERCO | Electric Reliability Council of Texas, Inc. |  | 22 | NR | 2 | IPP Non-CHP | N |  | N |  | N |  |  | X |  | AEP Texas Central Company | 3278 | TX | 135 |  |  | N
49893 | Invenergy Services LLC | 56241 | Cannon Falls Energy Center | 525 North Park Drive | Cannon Falls | MN | 55009 | Goodhue | 44.5367 | -92.9155 | MRO | MISO | Midcontinent Independent Transmission System Operator, Inc.. |  | 22 | NR | 2 | IPP Non-CHP | N |  | N |  | Y | 08-1333-001 | N | X |  | Northern States Power Co - Minnesota | 13781 | MN | 115 |  |  | N | GREATER MINNESOTA GAS INC |  |  |  |  | N
49991 | Kindred Public School | 56242 | Kindred School | 55 1st Avenue South | Kindred | ND | 58051 | Cass | 46.6497 | -97.0095 | MRO | MISO | Midcontinent Independent Transmission System Operator, Inc.. |  | 611 | NR | 4 | Commercial Non-CHP | N |  | N |  | N |  | N | X |  | Otter Tail Power Co | 14232 | ND | 41.6 |  |  | N
58200 | Prairie Lakes Municipal Solid Waste Auth | 56243 | Perham Incinerator | 201 6th Avenue NE | Perham | MN | 56573 | Otter Tail | 46.5915 | -95.5648 | MRO | MISO | Midcontinent Independent Transmission System Operator, Inc.. | municipality | 562212 | NR | 5 | Commercial CHP | N |  | N |  | N |  | N | X |  | Otter Tail Power Co | 14232 | MN | 115 |  |  | N |  | VIKING GAS TRANSMISSION COMPANY |  |  |  | X | X
49989 | State Auto Insurance, Inc. | 56244 | State Auto Insurance | 107 Flynn Drive, Suite 100 | Milbank | SD | 57252 | Grant | 45.2207 | -96.6168 | MRO | MISO | Midcontinent Independent Transmission System Operator, Inc.. |  | 521 | NR | 4 | Commercial Non-CHP | N |  | N |  | N |  | N | X |  | Otter Tail Power Co | 14232 | SD | 3 |  |  | N
49993 | Stevens Community Medical Center | 56245 | Stevens Community Medical Center | 400 East 1st Street | Morris | MN | 56267 | Stevens | 45.585 | -95.9042 | MRO | MISO | Midcontinent Independent Transmission System Operator, Inc.. |  | 622 | NR | 4 | Commercial Non-CHP | N |  | N |  | N |  |  | X |  | Otter Tail Power Co | 14232 | MN | 480 |  |  | N
18981 | Thomson Corp | 56247 | West Group Data Center F | 610 Opperman Dr | Eagan | MN | 55123 | Dakota | 44.8283 | -93.1167 | MRO | MISO | Midcontinent Independent Transmission System Operator, Inc.. | Municipality | 518 | NR | 4 | Commercial Non-CHP | N |  | N |  | N |  | N | X |  | Dakota Electric Association | 25177 | MN | 13.8 |  |  | N | [5 empty] | N | X
32501 | Air Liquide America Corp | 56248 | Shell Chemical | 7594 Hwy 75 | Geismar | LA | 70734 | Ascension | 30.1875 | -90.984 | SERC | MISO | Midcontinent Independent Transmission System Operator, Inc.. | Mississippi | 32512 | NR | 7 | Industrial CHP | Y | 02-31-001 | N |  | N |  | N | X |  | Entergy Gulf States - LA LLC | 55936 | LA | 230 |  |  | N |  | Other - Please explain in pipeline notes below. |  |  | Shell Energy North America - Cypress Pipeline | N
13683 | North Carolina El Member Corp | 56249 | Anson County Generation Facility | 749 Blewett Falls Road | Lilesville | NC | 28091 | Anson | 34.9687 | -79.9217 | SERC | CPLE | Progress Energy Carolinas - EAST | County Water | 22 | RE | 1 | Electric Utility | N |  | N |  | N |  | N | X |  | Duke Energy Progress - (NC) | 3046 | NC | 230 |  |  | N | PIEDMONT NATURAL GAS |  |  |  |  | N
17283 | Seneca Energy II | 56250 | Ontario LFGTE | 3555 Post Farm Road | Stanley | NY | 14561 | Ontario | 42.8586 | -77.0872 | NPCC | NYIS | New York Independent System Operator | City Water | 22 | NR | 2 | IPP Non-CHP | N |  | Y | 03-133-000 | N |  | N | X |  | New York State Elec & Gas Corp | 13511 | NY | 34.5 |  |  | N | [5 empty] | N | X
12341 | MidAmerican Energy Co | 56251 | Intrepid | 506 West 2nd | Schaller | IA | 51053 | Buena Vista | 42.5539 | -95.3283 | MRO | MISO | Midcontinent Independent Transmission System Operator, Inc.. |  | 22 | RE | 1 | Electric Utility | N |  | N |  | N |  | N | X |  | MidAmerican Energy Co | 12341 | IA | 161 |  |  | N
12341 | MidAmerican Energy Co | 56252 | Century | 301 Commercial St | Blairsburg | IA | 50034 | Hamilton | 42.5644 | -93.6369 | MRO | MISO | Midcontinent Independent Transmission System Operator, Inc.. |  | 22 | RE | 1 | Electric Utility | N |  | N |  | N |  | N | X |  | MidAmerican Energy Co | 12341 | IA | 161 |  |  | N
17874 | City of St George | 56253 | Millcreek Power Generation | 3232 E 170 N | St. George | UT | 84790 | Washington | 37.1121 | -113.5166 | WECC | PACE | PacifiCorp - East | Municipalilty chillers | 22 | RE | 1 | Electric Utility | N |  | N |  | N |  |  | X |  | City of St George | 17874 | UT | 138 |  |  | N | QUESTAR GAS COMPANY |  |  |  |  | N | N
15500 | Puget Sound Energy Inc | 56255 | Hopkins Ridge Wind | 431 Gwinn Road | Dayton | WA | 99328 | Columbia | 46.4211 | -117.8331 | WECC | BPAT | Bonneville Power Administration |  | 22 | RE | 1 | Electric Utility | N |  | N |  | N |  | N | X |  | Bonneville Power Administration | 1738 | WA | 115 |  |  | N
4180 | Connecticut Mun Elec Engy Coop | 56256 | John Street 1, 3, 4 & 5 | 100 John Street | Wallingford | CT | 6492 | New Haven | 41.4458 | -72.8364 | NPCC | ISNE | ISO New England Inc. |  | 22 | RE | 1 | Electric Utility | N |  | N |  | N |  | N | X |  | Town of Wallingford - (CT) | 20038 | CT | 13.8 |  |  | N
10071 | Kauai Island Utility Cooperative | 56258 | Kapaia Power Station | 4941-K Maalo Rd | Lihue | HI | 96766 | Kauai | 21.9965 | -159.3758 | HICC |  |  |  | 22 | RE | 1 | Electric Utility | N |  | N |  | N |  | N | X |  | Kauai Island Utility Cooperative | 10071 | HI | 57 |  |  | N
56480 | Empire Generating Co LLC | 56259 | Empire Generating Co LLC | 75 Riverside Ave | Rensselaer | NY | 12144 | Rensselaer | 42.6252 | -73.75 | NPCC | NYIS | New York Independent System Operator | Municipality | 22 | NR | 3 | IPP CHP | N |  | N |  | Y | 07-37-000 | N | X |  | Niagara Mohawk Power Corp. | 13573 | NY | 345 |  |  | N |  | TENNESSEE GAS PIPELINE COMPANY |  |  |  | N | X
13630 | North Carolina Mun Power Agny #1 | 56260 | High Point, Pump Station Rd | 4039 Pump Station Road | High Point | NC | 27260 | Guilford | 35.9861 | -79.9497 | SERC | DUK | Duke Energy Carolinas |  | 22 | RE | 1 | Electric Utility | N |  | N |  | N |  | N | X |  | Town of High Point | 8571 | NC | 12.47 |  |  | N
13630 | North Carolina Mun Power Agny #1 | 56261 | Lexington | 1906 Cotton Grove Road | Lexington | NC | 27292 | Davidson | 35.7736 | -80.2594 | SERC | DUK | Duke Energy Carolinas |  | 22 | RE | 1 | Electric Utility | N |  | N |  | N |  | N | X |  | City of Lexington - (NC) | 10966 | NC | 12.47 |  |  | N
13630 | North Carolina Mun Power Agny #1 | 56262 | Gastonia, Tulip Drive | 1400 Tulip Drive | Gastonia | NC | 28052 | Gaston | 35.2891 | -81.2052 | SERC | DUK | Duke Energy Carolinas |  | 22 | RE | 1 | Electric Utility | N |  | N |  | N |  | N | X |  | City of Gastonia - (NC) | 7027 | NC | 12.47 |  |  | N
13630 | North Carolina Mun Power Agny #1 | 56263 | Albemarle Prime Power Park | 40576 Airport Road | New London | NC | 28127 | Stanly | 35.4072 | -80.1518 | SERC | DUK | Duke Energy Carolinas |  | 22 | RE | 1 | Electric Utility | N |  | N |  | N |  | N | X |  | City of Albemarle - (NC) | 232 | NC | 12.47 |  |  | N
219 | Alaska Power and Telephone Co | 56265 | South Fork | Mile 8 Blackbear Lake Rd | Klawock | AK | 99925 | Prince of Wales Ketchikan | 55.5633 | -132.8911 | ASCC |  |  | South Fork Black Bear Creek | 22 | RE | 1 | Electric Utility | N |  | N |  | N |  | N | X |  | Alaska Power and Telephone Co | 219 | AK | 34.5 |  |  | N
20858 | WPPI Energy | 56266 | WPPI Hartford DG | 1550 Innovation Way | Hartford | WI | 53027 | Washington | 43.3358 | -88.4097 | MRO | MISO | Midcontinent Independent Transmission System Operator, Inc.. |  | 22 | RE | 1 | Electric Utility | N |  | N |  | N |  | N | X |  | Hartford Electric | 8212 | WI | 24.9 |  |  | N | [5 empty] | N | X
16181 | Rochester Public Utilities | 56269 | IBM West | 3112 Valleyhigh Drive NW | Rochester | MN | 55901 | Olmsted | 44.0587 | -92.5119 | MRO | MISO | Midcontinent Independent Transmission System Operator, Inc.. |  | 22 | RE | 1 | Electric Utility | N |  | N |  | N |  |  | X |  | Rochester Public Utilities | 16181 | MN | 161 |  |  | N | [5 empty] | N
50012 | FPL Energy Callahan Wind, LLC | 56270 | Callahan Divide Wind Energy Center | 1209 F CR 618 | Tusocola | TX | 79562 | Taylor | 32.3039 | -100.0217 | TRE | ERCO | Electric Reliability Council of Texas, Inc. |  | 22 | NR | 2 | IPP Non-CHP | N |  | N |  | N |  |  | X |  | AEP Texas Central Company | 3278 | TX | 138 |  |  | N
50013 | Diablo Wind LLC | 56271 | Diablo Wind LLC | 435 Mountain Vista Parkway | Livermore | CA | 94551 | Alameda | 37.7637 | -121.6144 | WECC | CISO | California Independent System Operator |  | 22 | NR | 2 | IPP Non-CHP | N |  | N |  | N |  | N | X |  | Pacific Gas & Electric Co | 14328 | CA | 230 |  |  | N | [5 empty] | X | X
50014 | FPL Energy Weatherford, LLC | 56273 | Weatherford Wind Energy Center | 3070 West service road | Weatherford | OK | 73906 | Custer | 35.5094 | -98.7346 | SPP | SWPP | Southwest Power Pool |  | 22 | NR | 2 | IPP Non-CHP | N |  | N |  | N |  |  | X |  | Public Service Co of Oklahoma | 15474 | OK | 138 |  |  | N
49988 | Valley Queen Cheese Factory, Inc. | 56274 | Valley Queen Cheese | 200 East Railway | Milbank | SD | 57252 | Grant | 45.2211 | -96.6372 | MRO | MISO | Midcontinent Independent Transmission System Operator, Inc.. |  | 22 | NR | 2 | IPP Non-CHP | N |  | N |  | N |  | N | X |  | Otter Tail Power Co | 14232 | SD | 12.47 |  |  | N | [5 empty] | N | N
56899 | Wind Stream Operations LLC | 56275 | Helzel & Schwarzhoff 86 | 13000 Jameson Road | Tehachapi | CA | 93561 | Kern | 35.0925 | -118.3952 | WECC | CISO | California Independent System Operator |  | 22 | NR | 2 | IPP Non-CHP | N |  | N |  | N |  |  | X |  | Southern California Edison Co | 17609 | CA | 34 |  |  | N
56899 | Wind Stream Operations LLC | 56276 | ZCO | 13000 Jameson Road | Tehachapi | CA | 93561 | Kern | 35.0772 | -118.3811 | WECC | CISO | California Independent System Operator |  | 22 | NR | 2 | IPP Non-CHP | N |  | N |  | N |  |  | X |  | Southern California Edison Co | 17609 | CA | 66 |  |  | N
5580 | East Kentucky Power Coop, Inc | 56277 | Bavarian LFGTE | 12760 McCoy Fork Road | Walton | KY | 41094 | Boone | 38.8608 | -84.6556 | SERC | PJM | PJM Interconnection, LLC |  | 22 | RE | 1 | Electric Utility | N |  | N |  | N |  | N | X |  | East Kentucky Power Coop, Inc | 5580 |  | 14.4 |  |  | N | [5 empty] | N
5580 | East Kentucky Power Coop, Inc | 56278 | Green Valley LFGTE | 517 Addington Drive | Ashland | KY | 41102 | Greenup | 38.3967 | -82.8088 | SERC | PJM | PJM Interconnection, LLC |  | 22 | RE | 1 | Electric Utility | N |  | N |  | N |  | N | X |  | East Kentucky Power Coop, Inc | 5580 |  | 14.4 |  |  | N | [5 empty] | N
5580 | East Kentucky Power Coop, Inc | 56279 | Laurel Ridge LFGTE | 3608 East Highway 552 | Lily | KY | 40740 | Laurel | 37.035 | -84.0933 | SERC | PJM | PJM Interconnection, LLC |  | 22 | RE | 1 | Electric Utility | N |  | N |  | N |  | N | X |  | East Kentucky Power Coop, Inc | 5580 |  | 14.4 |  |  | N | [5 empty] | N
5580 | East Kentucky Power Coop, Inc | 56280 | Hardin County LFGTE | 1598 Audubon Trace | Elizabethtown | KY | 42701 | Hardin | 37.7258 | -85.7258 | SERC | PJM | PJM Interconnection, LLC |  | 22 | RE | 1 | Electric Utility | N |  | N |  | N |  | N | X |  | East Kentucky Power Coop, Inc | 5580 |  | 14.4 |  |  | N | [5 empty] | N
17164 | Sierra Pacific Industries Inc | 56281 | SPI - Everett | 515 East Marine View Drive | Everett | WA | 98206 | Snohomish |  |  | WECC |  |  |  | 321 | NR | 7 | Industrial CHP | N |  | N |  | N |  |  | X
50111 | Lafayette Utilities System | 56283 | Hargis-Hebert Electric Generating | 300 Beau Pre Road | Lafayette | LA | 70508 | Lafayette | 30.1694 | -91.9923 | SPP | MISO | Midcontinent Independent Transmission System Operator, Inc.. | Municipality | 22 | RE | 1 | Electric Utility | N |  | N |  | N |  | N | X |  | City of Lafayette - (LA) | 9096 | LA | 69 |  |  | N |  | GULF SOUTH PIPELINE COMPANY LP |  |  |  | N | X
50045 | Phillips 66 Company | 56284 | Santa Maria EPG | 2555 Willow Road | Arroyo Grande | CA | 93420 | San Luis Obispo | 35.0408 | -120.6367 | WECC | CISO | California Independent System Operator | air-cooled | 32411 | NR | 6 | Industrial Non-CHP | N |  | Y | 97-55-003 | N |  | N | X |  | Pacific Gas & Electric Co | 14328 | CA | 115 |  |  | N | SOUTHERN CALIFORNIA GAS COMPANY |  |  |  |  | N | X
16558 | City of Salem - (VA) | 56288 | Salem Water Plant | 1300 Tidewater Street | Salem | VA | 24153 | Salem City | 37.2875 | -80.0771 | RFC | PJM | PJM Interconnection, LLC |  | 22131 | RE | 4 | Commercial Non-CHP | N |  | N |  | N |  | N | X |  | City of Salem - (VA) | 16558 | VA | 12.47 |  |  | N
16558 | City of Salem - (VA) | 56289 | Salem Street Dept | 1300 Indiana Street | Salem | VA | 24153 | Salem City | 37.2794 | -80.0447 | RFC | PJM | PJM Interconnection, LLC |  | 811 | RE | 4 | Commercial Non-CHP | N |  | N |  | N |  | N | X |  | City of Salem - (VA) | 16558 | VA | 12.47 |  |  | N
54684 | Flat Rock Windpower, LLC | 56290 | Maple Ridge Wind Farm | 6972 Eagle Factory Road | Lowville | NY | 13367 | Lewis | 43.7853 | -75.5753 | NPCC | NYIS | New York Independent System Operator |  | 22 | NR | 2 | IPP Non-CHP | N |  | N |  | Y | 03-101-000 | N | X |  | Niagara Mohawk Power Corp. | 13573 | NY | 230 |  |  | N | [5 empty] | N | X
50063 | FPL Energy Horse Hollow LLC | 56291 | Horse Hollow Wind Energy Center | 14064 B Hwy 277 S | Wingate | TX | 79566 | Taylor | 32.214 | -100.0571 | TRE | ERCO | Electric Reliability Council of Texas, Inc. |  | 22 | NR | 2 | IPP Non-CHP | N |  | N |  | N |  |  | X |  | AEP Texas Central Company | 3278 | TX | 138 |  |  | N | [5 empty] | X | X
13683 | North Carolina El Member Corp | 56292 | Hamlet Generating Facility | 162 Cooperative Way | Hamlet | NC | 28345 | Richmond | 34.8423 | -79.7361 | SERC | CPLE | Progress Energy Carolinas - EAST | County Water | 22 | RE | 1 | Electric Utility | N |  | N |  | N |  | N | X |  | Duke Energy Progress - (NC) | 3046 | NC | 230 |  |  | N | PIEDMONT NATURAL GAS |  |  |  |  | N
50123 | Leeward Asset Management, LLC | 56293 | Caprock Wind Farm | 1414A State Hwy 469 | San Jon | NM | 88434 | Quay | 34.9806 | -103.3539 | WECC | SWPP | Southwest Power Pool |  | 22 | NR | 2 | IPP Non-CHP | N |  | Y | 04-4-001 | Y | 05-21-000 | N | X |  | Southwestern Public Service Co | 17718 | NM | 115 |  |  | N | [5 empty] | N | N
50095 | Phillips 66 | 56294 | Bayway Refinery | 1400 Park Avenue | Linden | NJ | 7036 | Union | 40.6376 | -74.2212 | RFC | PJM | PJM Interconnection, LLC | no water source | 32411 | NR | 6 | Industrial Non-CHP | N |  | N |  | N |  | N | X |  | Public Service Elec & Gas Co | 15477 | NJ | 4.2 |  |  | N | [5 empty] | N | X
50123 | Leeward Asset Management, LLC | 56295 | Kumeyaay Wind | North of I-8, West of Campo Cr | Campo | CA | 91906 | San Diego | 32.7056 | -116.3425 | WECC | CISO | California Independent System Operator |  | 22 | NR | 2 | IPP Non-CHP | N |  | N |  | Y | 05-46-000 | N | X |  | San Diego Gas & Electric Co | 16609 | CA | 69 |  |  | N | [5 empty] | N | N
15399 | Avangrid Renewables LLC | 56296 | Trimont Area Wind Farm | 231 220th Street | Trimont | MN | 56172 | Martin | 43.7938 | -94.8499 | MRO | MISO | Midcontinent Independent Transmission System Operator, Inc.. |  | 22 | NR | 2 | IPP Non-CHP | N |  | N |  | Y | 05-82-000 |  | X |  | Northern States Power Co - Minnesota | 13781 | MN | 345 |  |  | N
50123 | Leeward Asset Management, LLC | 56297 | Crescent Ridge | 6250 1475 East St | Tiskilwa | IL | 61368 | Bureau | 41.25 | -89.5708 | RFC | PJM | PJM Interconnection, LLC | n/a | 22 | NR | 2 | IPP Non-CHP | N |  | Y | 02-102-000 | Y | 02-165-000 | N | X |  | Commonwealth Edison Co | 4110 | IL | 138 |  |  | N | [5 empty] | N
16295 | City of Roseville - (CA) | 56298 | Roseville Energy Park | 5120 Phillips Rd | Roseville | CA | 95678 | Placer | 38.7928 | -121.3811 | WECC | BANC | Balancing Authority of Northern California | Municipality/recycled water | 22 | RE | 1 | Electric Utility | N |  | N |  | N |  | N | X |  | City of Roseville - (CA) | 16295 | CA | 60 |  |  | N |  | PACIFIC GAS |  |  |  | N | X
50123 | Leeward Asset Management, LLC | 56299 | Wind Park Bear Creek | 10 miles SE of Wilkes-Barre PA | Bear Creek | PA | 18702 | Luzerne | 41.2353 | -75.7531 | RFC | PJM | PJM Interconnection, LLC |  | 22 | NR | 2 | IPP Non-CHP | N |  | Y | 06-21-000 | Y | 06-6-000 | N | X |  | PPL Electric Utilities Corp | 14715 | PA | 69 |  |  | N | [5 empty] | N | N
50123 | Leeward Asset Management, LLC | 56300 | Jersey-Atlantic Wind Farm | 1801 Absecon Blvd. | Atlantic City | NJ | 8401 | Atlantic | 39.3822 | -74.4475 | RFC | PJM | PJM Interconnection, LLC |  | 22 | NR | 2 | IPP Non-CHP | N |  | Y | 06-20-000 | N |  | N | X |  | Atlantic City Electric Co | 963 | NJ | 22.9 |  |  | N | [5 empty] | N | N
49893 | Invenergy Services LLC | 56301 | Wolverine Creek | 729 Bone Road | Idaho Falls | ID | 83401 | Bonneville | 43.4195 | -111.8294 | WECC | PACE | PacifiCorp - East |  | 22 | NR | 2 | IPP Non-CHP | N |  | N |  | N |  | N | X |  | PacifiCorp | 14354 | ID | 161 |  |  | N
57170 | EDF Renewable Asset Holdings, Inc. | 56302 | Oasis Wind | 7021 Oak Creek Road | Mojave | CA | 93501 | Kern | 35.0609 | -118.2924 | WECC | CISO | California Independent System Operator |  | 22 | NR | 2 | IPP Non-CHP | N |  | N |  | Y | 05-41-000 |  | X |  | San Diego Gas & Electric Co | 16609 | CA | 34.5 |  |  | N
15399 | Avangrid Renewables LLC | 56303 | Elk River Wind | 14980 SE 190th | Beaumont | KS | 67072 | Butler | 37.5797 | -96.5503 | SPP | SWPP | Southwest Power Pool |  | 22 | NR | 2 | IPP Non-CHP | N |  | N |  | Y | 05-25-000 |  | X |  | Westar Energy Inc | 22500 | KS | 345 |  |  | N
59883 | NRG Energy Gas & Wind Holdings Inc | 56304 | San Juan Mesa Wind Project LLC | 4388 S. Roosevelt Road 22 | Elida | NM | 88116 | Roosevelt | 33.9716 | -103.8604 | SPP | SWPP | Southwest Power Pool |  | 22 | NR | 2 | IPP Non-CHP | N |  | N |  | Y | 05-76-000,05-1389-000 | N | X |  | Southwestern Public Service Co | 17718 | NM | 230 |  |  | N
16612 | City & County of San Francisco | 56305 | San Francisco Electric Reliability Proj | Cnr of Maryland St and 25th St | San Francisco | CA | 94158 | San Francisco | 37.7856 | -122.3836 | WECC | CISO | California Independent System Operator | Municipality | 22 | RE | 1 | Electric Utility | N |  | N |  | N |  |  | X |  | Pacific Gas & Electric Co | 14328 | CA | 115 |  |  | N | [5 empty] | X
16612 | City & County of San Francisco | 56306 | San Francisco Intl Airport Ct Project | North Field | San Francisco | CA | 94102 | San Mateo | 37.6358 | -122.3839 | WECC | CISO | California Independent System Operator | Municipality | 22 | RE | 1 | Electric Utility | N |  | N |  | N |  |  | X |  | Pacific Gas & Electric Co | 14328 | CA | 115 |  |  | N | [5 empty] | X
56769 | Consolidated Edison Development Inc. | 56307 | Adams Wind Farm | 12933 660 Ave | Adams | MN | 55909 | Mower | 43.5548 | -92.7241 | MRO | MISO | Midcontinent Independent Transmission System Operator, Inc.. |  | 22 | NR | 2 | IPP Non-CHP | N |  | Y | 08-478-000,08-484-000,08-485-000,08-486-000,08-491-000 | N |  | N | X |  | Dairyland Power Coop | 4716 |  | 69 |  |  | N
54845 | Colorado & Santa Fe Energy Co | 56308 | Fossil Gulch | Near town of Hagerman | Hagerman | ID | 83332 | Gooding | 42.8581 | -114.9494 | WECC | IPCO | Idaho Power Company |  | 22 | NR | 2 | IPP Non-CHP | N |  | Y | 04-142-000 | N |  | N | X |  | Idaho Power Co | 9191 | ID | 34.5 |  |  | N | [5 empty] | X
50130 | Ashley Energy LLC | 56309 | Trigen St. Louis | One Ashley Place | St Louis | MO | 63102 | St Louis | 38.6359 | -90.1809 | SERC | MISO | Midcontinent Independent Transmission System Operator, Inc.. | Mississippi River | 22 | NR | 3 | IPP CHP | Y | 99-83-000 | N |  | N |  | N | X |  | Union Electric Co - (MO) | 19436 | MO | 138 |  |  | N |  | MISSISSIPPI RIVER TRANSMISSION CORP |  |  |  | N
50123 | Leeward Asset Management, LLC | 56311 | Sweetwater Wind 3 LLC | 10 miles South Hwy 70 | Sweetwater | TX | 79556 | Nolan | 32.2908 | -100.4219 | TRE | ERCO | Electric Reliability Council of Texas, Inc. |  | 22 | NR | 2 | IPP Non-CHP | N |  | N |  | Y | 06-23-000 | N | X |  | Oncor Electric Delivery Company LLC | 44372 | TX | 345 |  |  | N | [5 empty] | N | N
6529 | Exxon Mobil Production Co | 56312 | Shute Creek Facility | 33 miles northeast of Kemmerer | Kemmerer | WY | 83101 | Lincoln | 41.8805 | -110.0904 | WECC | PACE | PacifiCorp - East |  | 211 | NR | 7 | Industrial CHP | Y | 02-80-000 | N |  | N |  | N | X |  | PacifiCorp | 14354 | WY | 230 |  |  | N |  | NORTHWEST PIPELINE GP |  |  |  | N
50134 | Holcomb Rock Company | 56313 | Coleman Falls | 6007 Lee Jackson Hwy | Coleman Falls | VA | 24536 | Bedford | 37.5035 | -79.3006 | RFC | PJM | PJM Interconnection, LLC | James River | 32213 | NR | 6 | Industrial Non-CHP | N |  | Y | 84-158-000 | N |  | N | X |  | Town of Bedford - (VA) | 1456 | VA | 12 |  |  | N | [5 empty] | X | X
50134 | Holcomb Rock Company | 56314 | Holcomb Rock | 4839 Holcomb Rock Road | Holcomb Rock | VA | 24503 | Lynchburg City | 37.5035 | -79.3006 | RFC | PJM | PJM Interconnection, LLC | James River | 32213 | NR | 6 | Industrial Non-CHP | N |  | Y | 84-158-000 | N |  |  | X |  | Town of Bedford - (VA) | 1456 | VA | 12 |  |  | N
50147 | US Geothermal Inc. | 56317 | Raft River Geothermal Power Plant | 2960 South 2100 East | Malta | ID | 83342 | Cassia | 42.0994 | -113.3825 | WECC | BPAT | Bonneville Power Administration | Wells | 22 | NR | 2 | IPP Non-CHP | N |  | Y | 06-187-000 | Y | 06-187-000 | N | X |  | Raft Rural Elec Coop Inc | 22814 | ID | 34.5 |  |  | N | [5 empty] | N | X
50152 | Fauquier Landfill Gas, LLC | 56318 | Fauquier Landfill Gas | 6438 College Ave | Warrenton | VA | 20187 | Fauquier | 38.6763 | -77.7777 | SERC | PJM | PJM Interconnection, LLC |  | 22 | NR | 2 | IPP Non-CHP | N |  | N |  | Y | 04-472-000 | N | X |  | Virginia Electric & Power Co | 19876 | VA | 34.5 |  |  | N | [5 empty] | N
19545 | Black Hills Power, Inc. d/b/a | 56319 | Wygen 2 | 20 Wyodak Road | Gillette | WY | 82718 | Campbell | 44.2919 | -105.3811 | WECC | WACM | Western Area Power Administration - Rocky Mountain Region | wells | 22 | RE | 1 | Electric Utility | N |  | N |  | N |  | N | X |  | Black Hills Power Inc | 19545 | WY | 230 |  |  | N |  | Other - Please explain in pipeline notes below. |  |  | Wygen 2 natural gas start up fuel is supplied by pipeline owned by Black Hills and is operated by Black Hills Service Co. | N | X
49893 | Invenergy Services LLC | 56320 | Spring Canyon | 28191 CR 74 | Peetz | CO | 80747 | Logan | 40.983 | -102.9647 | WECC | PSCO | Public Service Company of Colorado |  | 22 | NR | 2 | IPP Non-CHP | N |  | N |  | N |  | N | X |  | Public Service Co of Colorado | 15466 | CO | 230 |  |  | N
34691 | Ormat Nevada Inc | 56321 | Richard Burdette Geothermal | 1010 Power Plant Drive | Reno | NV | 89521 | Washoe | 39.3908 | -119.7546 | WECC | NEVP | Nevada Power Company | Wells | 22 | NR | 2 | IPP Non-CHP | N |  | Y | 05-229-000 | N |  |  | X |  | Sierra Pacific Power Co | 17166 | NV | 120 |  |  | N
15500 | Puget Sound Energy Inc | 56322 | Wild Horse | 25901 Vantage Hwy | Ellensburg | WA | 98926 | Kittitas | 47.0363 | -120.2065 | WECC | PSEI | Puget Sound Energy |  | 22 | RE | 1 | Electric Utility | N |  | N |  | N |  | N | X |  | Puget Sound Energy Inc | 15500 | WA | 230 |  |  | N
50158 | Innovative Energy Systems Inc | 56323 | Modern Innovative Energy LLC | 1449 Pletcher Road | Youngstown | NY | 14174 | Niagara | 43.2094 | -78.9836 | NPCC | NYIS | New York Independent System Operator |  | 22 | NR | 2 | IPP Non-CHP | N |  | Y | 05-126-000 | N |  | N | X |  | Niagara Mohawk Power Corp. | 13573 | NY | 34.5 |  |  | N | [5 empty] | N | X
50158 | Innovative Energy Systems Inc | 56324 | Colonie LFGTE Facility | 1319 New Loudon | Cohoes | NY | 12047 | Albany | 42.8033 | -73.7267 | NPCC | NYIS | New York Independent System Operator |  | 22 | NR | 2 | IPP Non-CHP | N |  | Y | 05-155-000 | N |  | N | X |  | Niagara Mohawk Power Corp. | 13573 | NY | 34.5 |  |  | N | [5 empty] | N | X
7353 | Golden Valley Elec Assn Inc | 56325 | Delta Power | 1115 Richardson Highway | Delta Junction | AK | 99737 | Southeast Fairbanks | 64.0281 | -145.7194 | ASCC |  |  |  | 22 | RE | 1 | Electric Utility | N |  | N |  | N |  | N | X |  | Golden Valley Elec Assn Inc | 7353 | AK | 138 |  |  | N | [5 empty] | X | X
7349 | Golden Spread Electric Cooperative, Inc | 56326 | Mustang Station Unit 4 | 1937 County Road 390 | Denver City | TX | 79323 | Yoakum | 32.9746 | -102.7436 | SPP | SWPP | Southwest Power Pool | Wells | 22 | RE | 1 | Electric Utility | N |  | N |  | N |  |  | X |  | Southwestern Public Service Co | 17718 | TX | 230 |  |  | N |  | NORTHERN NATURAL GAS |  |  |  | N | X
5580 | East Kentucky Power Coop, Inc | 56327 | Pendleton County LFGTE | 1452 Bryan Griffen Road | Butler | KY | 41006 | Pendleton | 38.7342 | -84.4059 | SERC | PJM | PJM Interconnection, LLC |  | 22 | RE | 1 | Electric Utility | N |  | N |  | N |  | N | X |  | East Kentucky Power Coop, Inc | 5580 |  | 14.4 |  |  | N | [5 empty] | N
17698 | Southwestern Electric Power Co | 56328 | Harry D Mattison Gas Plant | Liberty Ave | Tonitown | AR | 72770 | Washington | 36.1855 | -94.2841 | SPP | SWPP | Southwest Power Pool |  | 22 | RE | 1 | Electric Utility | N |  | N |  | N |  | N | X |  | Southwestern Electric Power Co | 17698 | AR | 161 |  |  | N | CENTERPOINT ENERGY ARKLA |  |  |  |  | N
19547 | Hawaiian Electric Co Inc | 56329 | Campbell Industrial Park | 91-196 Hanua Street | Kapolei | HI | 96707 | Honolulu | 21.3025 | -158.1017 | HICC |  |  | Wells | 22 | RE | 1 | Electric Utility | N |  | N |  | N |  |  | X |  | Hawaiian Electric Co Inc | 19547 | HI | 12 |  |  | N
19547 | Hawaiian Electric Co Inc | 56330 | Ewa Nui Substation DG | 91-1440 Farrington Hwy | Honolulu | HI | 96797 | Honolulu | 21.3756 | -158.0478 | HICC |  |  |  | 22 | RE | 1 | Electric Utility | N |  | N |  | N |  |  | X |  | Hawaiian Electric Co Inc | 19547 | HI | 12
19547 | Hawaiian Electric Co Inc | 56331 | Iwilei Tank Farm DG | 855 North Nimitz Hwy | Honolulu | HI | 96813 | Honolulu | 21.3169 | -157.8764 | HICC |  |  |  | 22 | RE | 1 | Electric Utility | N |  | N |  | N |  |  | X |  | Hawaiian Electric Co Inc | 19547 | HI | 12
19547 | Hawaiian Electric Co Inc | 56332 | Helemano Substation DG | 64-1499 Kamehemeha Hwy | Wahiwa | HI | 96786 | Honolulu | 21.5292 | -158.0458 | HICC |  |  |  | 22 | RE | 1 | Electric Utility | N |  | N |  | N |  |  | X |  | Hawaiian Electric Co Inc | 19547 | HI | 46
54686 | Gauley River Power Partners LP | 56333 | Gauley River Power Partners | Rte#2 | Summersville | WV | 26651 | Nicholas | 38.2192 | -80.8906 | RFC | PJM | PJM Interconnection, LLC | Gauley River | 22 | NR | 2 | IPP Non-CHP | N |  | N |  | N |  |  | X |  | Appalachian Power Co | 733 | WV | 69 |  |  | N
54707 | Blue Canyon Windpower II LLC | 56335 | Blue Canyon Windpower II | 3109 State Hwy 19 | Carnegie | OK | 73015 | Comanche | 34.8661 | -98.6056 | SPP | SWPP | Southwest Power Pool |  | 22 | NR | 2 | IPP Non-CHP | N |  | N |  | Y | EG03-78 |  | X |  | Western Farmers Elec Coop, Inc | 20447 |  | 138 |  |  | N
50123 | Leeward Asset Management, LLC | 56336 | Aragonne Wind LLC | 1837 Muniz Road | Santa Rosa | NM | 88435 | Guadalupe | 34.8147 | -105.0108 | WECC | PNM | Public Service Company of New Mexico | n/a | 22 | NR | 2 | IPP Non-CHP | N |  | N |  | Y | 06-41-000 | N | X |  | Public Service Co of NM | 15473 | NM | 345 |  |  | N | [5 empty] | N | N
50123 | Leeward Asset Management, LLC | 56337 | Sweetwater Wind 4 LLC | 7900 FM 608 | Roscoe | TX | 79545 | Nolan | 32.3122 | -100.5303 | TRE | ERCO | Electric Reliability Council of Texas, Inc. | n/a | 22 | NR | 2 | IPP Non-CHP | N |  | N |  | Y | 07-49-000 | N | X |  | Oncor Electric Delivery Company LLC | 44372 | TX | 345 |  |  | N | [5 empty] | N | N
54709 | High Trail Wind Farm LLC | 56338 | High Trail Wind Farm LLC | 13682N 2900 East Road | Ellsworth | IL | 61737 | McLean | 40.4792 | -88.7989 | RFC | PJM | PJM Interconnection, LLC |  | 22 | NR | 2 | IPP Non-CHP | N |  | N |  | Y | EG06-35 | N | X |  | Commonwealth Edison Co | 4110 | IL | 345 |  |  | N
13630 | North Carolina Mun Power Agny #1 | 56339 | Albemarle Hospital Unit | 301 Yadkin Street | Albemarle | NC | 28001 | Stanly | 35.3636 | -80.1939 | SERC | DUK | Duke Energy Carolinas |  | 22 | RE | 1 | Electric Utility | N |  | N |  | N |  | N | X |  | City of Albemarle - (NC) | 232 | NC | 12.47 |  |  | N
13630 | North Carolina Mun Power Agny #1 | 56340 | Cherryville City Hall | 109 South Mulberry Street | Cherryville | NC | 28021 | Gaston | 35.3778 | -81.38 | SERC | DUK | Duke Energy Carolinas |  | 22 | RE | 1 | Electric Utility | N |  | N |  | N |  | N | X |  | City of Cherryville - (NC) | 3437 | NC | 12.47 |  |  | N
13630 | North Carolina Mun Power Agny #1 | 56341 | Lincolnton High School | 803 North Aspen Street | Lincolnton | NC | 28092 | Lincoln | 35.4774 | -81.2623 | SERC | DUK | Duke Energy Carolinas |  | 22 | RE | 1 | Electric Utility | N |  | N |  | N |  | N | X |  | City of Lincolnton - (NC) | 11035 | NC | 12.47 |  |  | N
13630 | North Carolina Mun Power Agny #1 | 56342 | Maiden Community Center | 217 East Klutz | Maiden | NC | 28650 | Catawba | 35.5772 | -81.2081 | SERC | DUK | Duke Energy Carolinas |  | 22 | RE | 1 | Electric Utility | N |  | N |  | N |  | N | X |  | Town of Maiden - (NC) | 11515 | NC | 12.47 |  |  | N
13630 | North Carolina Mun Power Agny #1 | 56343 | Monroe Middle School | 601 East Sunset Drive | Monroe | NC | 28112 | Union | 34.9733 | -80.54 | SERC | DUK | Duke Energy Carolinas |  | 22 | RE | 1 | Electric Utility | N |  | N |  | N |  | N | X |  | City of Monroe - (NC) | 12801 | NC | 12.47 |  |  | N
13630 | North Carolina Mun Power Agny #1 | 56344 | Morganton Station 5 | 110 Industrial Blvd. | Morganton | NC | 28655 | Burke | 35.729 | -81.7481 | SERC | DUK | Duke Energy Carolinas |  | 22 | RE | 1 | Electric Utility | N |  | N |  | N |  | N | X |  | City of Morganton - (NC) | 12944 | NC | 12.47 |  |  | N
13630 | North Carolina Mun Power Agny #1 | 56345 | Pineville Delivery 1 | 402 Dover Street | Pineville | NC | 28134 | Mecklenburg | 35.0848 | -80.8934 | SERC | DUK | Duke Energy Carolinas |  | 22 | RE | 1 | Electric Utility | N |  | N |  | N |  | N | X |  | Town of Pineville - (NC) | 15062 | NC | 12.47 |  |  | N
54710 | Golden State Water Company | 56346 | Bear Valley Power Plant | 42020 Garstin Dr | Big Bear Lake | CA | 92315 | San Bernardino | 34.2506 | -116.9025 | WECC | CISO | California Independent System Operator | Municipality | 22 | RE | 1 | Electric Utility | N |  | N |  | N |  | N | X |  | Bear Valley Electric Service | 17612 | CA | 34.5 |  |  | N | SOUTHWEST GAS CORPORATION |  |  |  |  | N | X
20856 | Wisconsin Power & Light Co | 56347 | Cedar Ridge | W3473 Highway 45 | Eden | WI | 53019 | Fond Du Lac | 43.6926 | -88.3297 | MRO | MISO | Midcontinent Independent Transmission System Operator, Inc.. |  | 22 | RE | 1 | Electric Utility | N |  | N |  | N |  |  | X |  | American Transmission Co | 659 | WI | 138 |  |  | N | [5 empty] | X | X
10777 | Town of Laverne - (OK) | 56348 | Laverne Diesel Generating Plant | 102 North County Line Rd N1760 | Laverne | OK | 73848 | Harper | 36.7106 | -99.8906 | SPP | SWPP | Southwest Power Pool | Municipality | 22 | RE | 1 | Electric Utility | N |  | N |  | N |  | N | X |  | Town of Laverne - (OK) | 10777 | OK | 69 |  |  | N
56766 | CER Quail Run Energy Partners LP | 56349 | Quail Run Energy Center | 2950 East Interstate 20 | Odessa | TX | 79766 | Ector | 31.8414 | -102.315 | TRE | ERCO | Electric Reliability Council of Texas, Inc. | Texland Great Plants Water Sup | 22 | NR | 2 | IPP Non-CHP | N |  | N |  | Y | 07-41-000 | N | X |  | Oncor Electric Delivery Company LLC | 44372 | TX | 345 |  |  | N | ONEOK FIELD SERVICES |  |  |  |  | N | X
56765 | CER Colorado Bend Energy Partners LP | 56350 | Colorado Bend Energy Center | 3821 S SH 60 Hwy | Wharton | TX | 77488 | Wharton | 29.2878 | -96.0683 | TRE | ERCO | Electric Reliability Council of Texas, Inc. | WELLS | 22 | NR | 2 | IPP Non-CHP | N |  | N |  | Y | 07-42-000 | N | X |  | CenterPoint Energy | 8901 | TX | 138 |  |  | N |  | HOUSTON PL CO LP | GULF SOUTH PIPELINE COMPANY LP |  |  | N | X
10000 | Kansas City Power & Light Co | 56351 | Spearville | 10311 126 RD | Ford | KS | 67876 | Ford | 37.8641 | -99.7528 | SPP | SWPP | Southwest Power Pool |  | 22 | RE | 1 | Electric Utility | N |  | N |  | N |  |  | X |  | Kansas City Power & Light Co | 10000 | KS | 230 |  |  | N | [5 empty] | X
18454 | Tampa Electric Co | 56352 | Tampa Electric Co NA 2 | 702 N. Franklin Street | Tampa | FL | 33602 | Hillsborough | 27.9072 | -82.4231 | FRCC | TEC | Tampa Electric Company | Hillsborough Bay | 22 | RE | 1 | Electric Utility | N |  | N |  | N |  |  | X |  | Tampa Electric Co | 18454 | FL | 230 |  |  |  |  | FLORIDA GAS TRANSMISSION COMPANY | GULFSTREAM NATURAL GAS SYSTEM LLC
18454 | Tampa Electric Co | 56353 | Tampa Electric Co NA 3 | 13031 Wyandotte Road | Gibsonton | FL | 33572 | Hillsborough | 27.7963 | -82.3995 | FRCC |  |  | Tampa Bay | 22 | RE | 1 | Electric Utility | N |  | N |  | N |  |  | X
18454 | Tampa Electric Co | 56354 | Tampa Electric Co NA 4 |  | Unknown | FL | 0 |  |  |  | FRCC |  |  |  | 22 | RE | 1 | Electric Utility | N |  | N |  | N |  |  | X | [9 empty] | FLORIDA GAS TRANSMISSION COMPANY | GULFSTREAM NATURAL GAS SYSTEM LLC
9417 | Interstate Power and Light Co | 56355 | Whispering Willow Wind Farm - East | 1598 70th Street | Iowa Falls | IA | 50126 | Franklin | 42.6305 | -93.2064 | MRO | MISO | Midcontinent Independent Transmission System Operator, Inc.. |  | 22 | RE | 1 | Electric Utility | N |  | N |  | N |  |  | X |  | ITC Midwest LLC | 56161 |  | 161 |  |  | N | [5 empty] | X
16088 | City of Riverside - (CA) | 56356 | Clearwater Power Plant | 2201 Railroad St. | Corona | CA | 92880 | Riverside | 33.8912 | -117.6085 | WECC | CISO | California Independent System Operator | Municipality | 22 | RE | 1 | Electric Utility | N |  | N |  | N |  | N | X |  | Southern California Edison Co | 17609 | CA | 66 |  |  | N | SOUTHERN CALIFORNIA GAS COMPANY |  |  |  |  | N | N
54717 | FPL Energy Burleigh County Wind LLC | 56357 | FPL Energy Burleigh County Wind | 5120 279th Ave NE | Wilton | ND | 58579 | Burleigh | 47.1167 | -100.7333 | MRO | MISO | Midcontinent Independent Transmission System Operator, Inc.. |  | 22 | NR | 2 | IPP Non-CHP | N |  | N |  | N |  |  | X |  | Central Power Elec Coop, Inc | 3279 |  | 230 |  |  | N
54690 | Western Renewable Energy LLC | 56358 | Western Renewable Energy | 975 S. Water Canyon Rd. | Eagar | AZ | 85925 | Apache | 34.093 | -109.29 | WECC | AZPS | Arizona Public Service Company | Municipality | 22 | NR | 2 | IPP Non-CHP | N |  | N |  | N |  |  | X |  | Navopache Electric Coop, Inc | 13318 | AZ | 13.6 |  |  | N | [5 empty] | X | X
15399 | Avangrid Renewables LLC | 56359 | Klondike Windpower II | 98435 Klondike Lane | Wasco | OR | 97065 | Sherman | 45.571 | -120.593 | WECC | BPAT | Bonneville Power Administration |  | 22 | NR | 2 | IPP Non-CHP | N |  | N |  | Y | 05-23-000 |  | X |  | Bonneville Power Administration | 1738 | OR | 230 |  |  | N
14354 | PacifiCorp | 56360 | Leaning Juniper | 72459 Rattlesnake Rd. | Arlington | OR | 97812 | Gilliam | 45.6525 | -120.2098 | WECC | PACW | PacifiCorp - West |  | 22 | RE | 1 | Electric Utility | N |  | N |  | N |  |  | X |  | PacifiCorp | 14354 | OR | 230 |  |  | N
15399 | Avangrid Renewables LLC | 56361 | Big Horn Wind Project | 1 Big Horn Rd | Bickelton | WA | 99322 | Klickitat | 45.8877 | -120.2896 | WECC | BPAT | Bonneville Power Administration |  | 22 | NR | 2 | IPP Non-CHP | N |  | N |  | Y | 06-4-000 |  | X |  | Bonneville Power Administration | 1738 | WA | 230 |  |  | N
15399 | Avangrid Renewables LLC | 56362 | Shiloh I Wind Project | 6283 Montezuma Hills road | Rio Vista | CA | 94571 | Solano | 38.12 | -121.85 | WECC | CISO | California Independent System Operator |  | 22 | NR | 2 | IPP Non-CHP | N |  | N |  | Y | 05-82-000 |  | X |  | Pacific Gas & Electric Co | 14328 | CA | 230 |  |  | N
4794 | City of Danville - (VA) | 56363 | Danville New Design Plant | 131 Maplewood Ave. | Danville | VA | 24541 | Danville City | 36.6308 | -79.3894 | RFC | PJM | PJM Interconnection, LLC | Dan River | 22 | RE | 1 | Electric Utility | N |  | N |  | N |  | N | X |  | City of Danville | 4794 | VA | 12.47 |  |  | N | [5 empty] | X | X
4794 | City of Danville - (VA) | 56364 | Danville Kentuck Road Plant | 1865 Kentuck Road | Ringgold | VA | 24586 | Pittsylvania | 36.6533 | -79.2906 | RFC | PJM | PJM Interconnection, LLC | Dan River | 22 | RE | 1 | Electric Utility | N |  | N |  | N |  | N | X |  | City of Danville | 4794 | VA | 12.47 |  |  | N | [5 empty] | X | X
4794 | City of Danville - (VA) | 56365 | Danville Westover Plant | 111 Hereford Lane | Danville | VA | 24541 | Danville City | 36.6114 | -79.4631 | RFC | PJM | PJM Interconnection, LLC | Dan River | 22 | RE | 1 | Electric Utility | N |  | N |  | N |  | N | X |  | City of Danville | 4794 | VA | 12.47 |  |  | N | [5 empty] | X | X
4716 | Dairyland Power Coop | 56366 | Lake Area Landfill Gas Recovery | W5987 County Rd D | Sarona | WI | 54870 | Washburn | 45.8383 | -91.6919 | MRO | MISO | Midcontinent Independent Transmission System Operator, Inc.. | Well | 22 | RE | 1 | Electric Utility | N |  | N |  | N |  | N | X |  | Dairyland Power Coop | 4716 | WI | 69 |  |  | N | [5 empty] | N | X
4619 | Town of Culpeper- (VA) | 56367 | Electric Avenue Facility | 500 Electric Avenue | Culpeper | VA | 22701 | Culpeper | 38.28 | -77.59 | SERC | PJM | PJM Interconnection, LLC |  | 22 | RE | 1 | Electric Utility | N |  | N |  | N |  |  | X |  | Town of Culpeper- (VA) | 4619 | VA | 12.47 |  |  | N
11560 | City of Manassas - (VA) | 56368 | Water Treatment Plant Generators | 14329 Glenkirk Road | Gainesville | VA | 20155 | Prince William | 38.7607 | -77.6209 | SERC | PJM | PJM Interconnection, LLC |  | 22 | RE | 1 | Electric Utility | N |  | N |  | N |  | N | X |  | City of Manassas - (VA) | 11560 | VA | 13.2 |  |  | N | [5 empty] | X | X
15399 | Avangrid Renewables LLC | 56369 | Casselman Wind Power Project | 2200 Rockdale Road | Garrett | PA | 15542 | Somerset | 39.85 | -79.138 | RFC | PJM | PJM Interconnection, LLC |  | 22 | NR | 2 | IPP Non-CHP | N |  | N |  | Y | 06-11-000 |  | X |  | Pennsylvania Power Co | 14716 | PA | 115 |  |  | N
56545 | Pattern Operators LP | 56370 | Ecogen Wind | 3024 Emerson Road | Branchport | NY | 14418 | Steuben | 42.5869 | -77.3125 | NPCC | NYIS | New York Independent System Operator | n/a | 22 | NR | 2 | IPP Non-CHP | N |  | N |  | N |  | N | X |  | New York State Elec & Gas Corp | 13511 | NY | 230 |  |  | N | [5 empty] | X | X
50123 | Leeward Asset Management, LLC | 56371 | Cedar Creek Wind | 59550 CR 105 | Grover | CO | 80729 | Weld | 40.8944 | -104.0206 | WECC | PSCO | Public Service Company of Colorado | n/a | 22 | NR | 2 | IPP Non-CHP | N |  | N |  | Y | 07-21-000 | N | X |  | Public Service Co of Colorado | 15466 | CO | 230 |  |  | N | [5 empty] | N | N
50123 | Leeward Asset Management, LLC | 56372 | Sweetwater Wind 5 | 7900 FM 608 | Roscoe | TX | 79545 | Nolan | 32.2369 | -100.4833 | TRE | ERCO | Electric Reliability Council of Texas, Inc. | n/a | 22 | NR | 2 | IPP Non-CHP | N |  | N |  | Y | 08-19-000 | N | X |  | Oncor Electric Delivery Company LLC | 44372 | TX | 345 |  |  | N | [5 empty] | N | N
1015 | Austin Energy | 56373 | Domain Integrated Energy System | 11400 Burnet Road | Austin | TX | 78758 | Travis | 30.3974 | -97.725 | TRE | ERCO | Electric Reliability Council of Texas, Inc. | City of Austin | 22 | RE | 1 | Electric Utility | N |  | N |  | N |  | N | X |  | Austin Energy | 1015 | TX | 12.47 |  |  | N
1015 | Austin Energy | 56374 | Robert Mueller Energy Center | 4901 Lancaster Drive | Austin | TX | 78723 | Travis | 30.305 | -97.7077 | TRE | ERCO | Electric Reliability Council of Texas, Inc. | Municipality | 22 | RE | 1 | Electric Utility | N |  | N |  | N |  |  | X |  | Austin Energy | 1015 | TX | 12.47 |  |  | N | TEXAS GAS SERVICE |  |  |  |  | N
9209 | Illinois Rural Electric Coop | 56376 | Pike County Wind Power | 24920 365th Street | Pittsfield | IL | 62363 | Pike | 39.6189 | -90.8461 | SERC | MISO | Midcontinent Independent Transmission System Operator, Inc.. |  | 22 | RE | 1 | Electric Utility | N |  | N |  | N |  | N | X |  | Illinois Rural Electric Coop | 9209 | IL | 12.47 |  |  | N | [5 empty] | X | X
49893 | Invenergy Services LLC | 56377 | Judith Gap Wind Energy Center | P.O. Box 70 | Harlowton | MT | 59520 | Wheatland | 46.5725 | -109.7531 | WECC | NWMT | NorthWestern Energy (NWMT) |  | 22 | NR | 2 | IPP Non-CHP | N |  | N |  | N |  | N | X |  | NorthWestern Energy LLC - (MT) | 12825 | MT | 230 |  |  | N
794 | Apollo Energy Corp | 56378 | Pakini Nui Wind Farm | 93-1373 South Point Rd. | Naalehu | HI | 96772 | Hawaii | 18.9742 | -155.6914 | HICC |  |  |  | 22 | NR | 2 | IPP Non-CHP | N |  | Y | 06-285-000 | N |  | N | X |  | Hawaii Electric Light Co Inc | 8287 | HI | 69 |  |  | N | [5 empty] | X | X
12341 | MidAmerican Energy Co | 56379 | Victory Wind Farm | 1832 Industrial park Rd. | Westside | IA | 51401 | Carroll | 42.1169 | -95.1292 | MRO | MISO | Midcontinent Independent Transmission System Operator, Inc.. |  | 22 | RE | 1 | Electric Utility | N |  | N |  | N |  | N | X |  | MidAmerican Energy Co | 12341 | IA | 161 |  |  | N
14063 | Oklahoma Gas & Electric Co | 56380 | Centennial Wind Farm | NA | Fort Supply | OK | 73848 | Harper | 36.6377 | -99.6019 | SPP | SWPP | Southwest Power Pool |  | 22 | RE | 1 | Electric Utility | N |  | N |  | N |  | N | X |  | Oklahoma Gas & Electric Co | 14063 | OK | 138 |  |  | N
15399 | Avangrid Renewables LLC | 56383 | Northern Iowa Windpower II | 1145 410th Street | Kensett | IA | 50448 | Worth | 43.3608 | -93.2978 | MRO | MISO | Midcontinent Independent Transmission System Operator, Inc.. |  | 22 | NR | 2 | IPP Non-CHP | N |  | N |  | N |  |  | X |  | Wisconsin Electric Power Co | 20847 | WI | 161 |  |  | N
11479 | Madison Gas & Electric Co | 56386 | Top of Iowa Windfarm III | 570 410th St | Kensett | IA | 50448 | Worth | 43.3597 | -93.3208 | MRO | MISO | Midcontinent Independent Transmission System Operator, Inc.. |  | 22 | RE | 1 | Electric Utility | N |  | N |  | N |  | N | X |  | Interstate Power and Light Co | 9417 | IA | 161 |  |  | N | [5 empty] | N | N
20847 | Wisconsin Electric Power Co | 56391 | Blue Sky Green Field Wind Project | Highway W and Johnsburg Road | Fond du Lac | WI | 54935 | Fond Du Lac | 43.8794 | -88.2708 | RFC | MISO | Midcontinent Independent Transmission System Operator, Inc.. |  | 22 | RE | 1 | Electric Utility | N |  | N |  | N |  | N | X |  | American Transmission Co | 659 | WI | 345 |  |  | N | [5 empty] | X
55696 | FPL Energy Oliver County Wind | 56392 | FPL Energy Oliver Wind I LLC | 1851 33rd Avenue | Center | ND | 58530 | Oliver | 47.1528 | -101.1977 | MRO | MISO | Midcontinent Independent Transmission System Operator, Inc.. |  | 22 | NR | 2 | IPP Non-CHP | N |  | N |  | N |  |  | X |  | Minnkota Power Coop, Inc | 12658 |  | 230 |  |  | N | [5 empty] | X | X
56215 | E ON Climate Renewables N America LLC | 56394 | Forest Creek Wind Farm LLC | 893 McDonald Road North | Big Springs | TX | 79720 | Glasscock | 32.039 | -101.22 | TRE | ERCO | Electric Reliability Council of Texas, Inc. |  | 22 | NR | 2 | IPP Non-CHP | N |  | N |  | Y | 07-34 | N | X |  | Oncor Electric Delivery Company LLC | 44372 | TX | 138 |  |  | N | [5 empty] | N | X
54759 | Mesquite Wind LLC | 56395 | Mesquite Wind Power LLC | 299 FM 604 | Abilene | TX | 79601 | Shackelford | 32.6256 | -99.4928 | TRE | ERCO | Electric Reliability Council of Texas, Inc. |  | 22 | NR | 2 | IPP Non-CHP | N |  | N |  | Y | 06-64 |  | X |  | Oncor Electric Delivery Company LLC | 44372 | TX | 345 |  |  | N | [5 empty] | X | X
23279 | Allegheny Energy Supply Co LLC | 56397 | Hunlock Unit 4 | P.O. BOX 224 390 Route 11 | Hunlock Green | PA | 18621 | Luzerne | 41.2025 | -76.0683 | RFC | PJM | PJM Interconnection, LLC | Susquehanna River | 22 | NR | 2 | IPP Non-CHP | N |  | N |  | Y | 99-241-000 | N | X |  | West Penn Power Company | 20387 | PA | 69 |  |  | N | UGI PENN NATURAL GAS |  |  |  |  | N | N
15399 | Avangrid Renewables LLC | 56398 | Jordanville Wind Farm | 3 mi Point Pk &US Rte 20 | Stark | NY | 13407 | Herkimer | 43.5 | -75 | NPCC | NYIS | New York Independent System Operator |  | 22 | NR | 2 | IPP Non-CHP | N |  | N |  | N |  |  | X |  | New York State Elec & Gas Corp | 13511 | NY | 230
15399 | Avangrid Renewables LLC | 56399 | Lempster Wind LLC | 106 NE Bean Mt Road | Lempster | NH | 3605 | Sullivan | 43.233 | -72.1455 | NPCC | ISNE | ISO New England Inc. |  | 22 | NR | 2 | IPP Non-CHP | N |  | N |  | N |  |  | X |  | Public Service Co of NH | 15472 | NH | 34.5 |  |  | N
6616 | Fort Pierce Utilities Authority | 56400 | Treasure Coast Energy Center | 4545 Energy Lane | Ft. Pierce | FL | 34981 | St Lucie | 27.3839 | -80.3775 | FRCC | FMPP | Florida Municipal Power Pool | Well Water + Treated Effluent | 22 | RE | 1 | Electric Utility | N |  | N |  | N |  | N | X |  | Florida Power & Light Co | 6452 | FL | 230 |  |  | N | PEOPLES GAS SYS |  |  |  |  | N
20838 | Win-Sam Inc | 56401 | UTSA TEP II | One UTSA Circle | San Antonio | TX | 78249 | Bexar | 29.5817 | -98.6186 | TRE | ERCO | Electric Reliability Council of Texas, Inc. | Municipality | 611 | NR | 4 | Commercial Non-CHP | N |  | N |  | N |  |  | X |  | San Antonio City of | 16604 | TX | 13.8
17833 | City Utilities of Springfield - (MO) | 56404 | Noble Hill Landfill | 3971 West Farm Road 34 | Willard | MO | 65781 | Greene | 37.3811 | -93.3514 | SPP | SWPP | Southwest Power Pool | Wells | 22 | RE | 1 | Electric Utility | N |  | N |  | N |  | N | X |  | City Utilities of Springfield - (MO) | 17833 | MO | 13.2 |  |  | N
55744 | Acciona Solar Power | 56405 | Nevada Solar One | 602 Eldorado Valley Dr | Boulder City | NV | 89005 | Clark | 35.7998 | -114.9817 | WECC | NEVP | Nevada Power Company | Boulder City | 22 | NR | 2 | IPP Non-CHP | N |  | Y | 07-19-000 | N |  | N | X |  | Nevada Power Co | 13407 | NV | 230 |  |  | N |  | SOUTHWEST GAS CORPORATION |  |  |  | N | X
17164 | Sierra Pacific Industries Inc | 56406 | Sierra Pacific Burlington Facility | 14654 Ovenell Rd | Mt Vernon | WA | 98273 | Skagit | 48.4481 | -122.4331 | WECC | PSEI | Puget Sound Energy | Well | 321 | NR | 7 | Industrial CHP | N |  | Y | 06-75-000 | N |  |  | X |  | Puget Sound Energy Inc | 15500 | WA | 115 |  |  | N | [5 empty] | N | X
6452 | Florida Power & Light Co | 56407 | West County Energy Center | 20505 State Rd 80 | Loxahatchee | FL | 33470 | Palm Beach | 26.6986 | -80.3747 | FRCC | FPL | Florida Power & Light Company | Village of Wellington, Wells | 22 | RE | 1 | Electric Utility | N |  | N |  | N |  |  | X |  | Florida Power & Light Co | 6452 | FL | 230 |  |  | N |  | FLORIDA GAS TRANSMISSION COMPANY |  |  |  | N
54789 | AgriWind Project, LLC | 56408 | Agriwind | 12332 1100 North Ave | Tiskilwa | IL | 61368 | BUREAU | 41.3017 | -89.6236 | RFC | MISO | Midcontinent Independent Transmission System Operator, Inc.. |  | 22 | NR | 2 | IPP Non-CHP | N |  | Y | 07-214-000;07-215-000 | N |  | N | X |  | Corn Belt Energy Corporation | 4362 | IL | 34.5 |  |  | N
54790 | Stahl Wind Energy LLC | 56409 | Stahl Wind Energy | 1183 15th Ave | Pipestone | MN | 56164 | Pipestone | 44.0256 | -96.4303 | MRO | MISO | Midcontinent Independent Transmission System Operator, Inc.. |  | 22 | NR | 2 | IPP Non-CHP | N |  | N |  | Y | 05-12-000 | N | X |  | Northern States Power Co - Minnesota | 13781 | MN | 69 |  |  | N | [5 empty] | X | X
54791 | Carstensen Wind LLC | 56410 | Carstensen Wind | 204 91st Street | Pipestone | MN | 56164 | Pipestone | 44.0247 | -96.4369 | MRO | MISO | Midcontinent Independent Transmission System Operator, Inc.. |  | 22 | NR | 2 | IPP Non-CHP | N |  | N |  | Y | 05-14-000 | N | X |  | Northern States Power Co - Minnesota | 13781 | MN | 69 |  |  | N | [5 empty] | X | X
54792 | Northern Lights Wind LLC | 56411 | Northern Lights Wind LLC | 164 121st Street | Pipestone | MN | 56164 | Pipestone | 44.015 | -96.4367 | MRO | MISO | Midcontinent Independent Transmission System Operator, Inc.. |  | 22 | NR | 2 | IPP Non-CHP | N |  | N |  | Y | 05-16-000 | N | X |  | Northern States Power Co - Minnesota | 13781 | MN | 69 |  |  | N | [5 empty] | X | X
54793 | Lucky Wind LLC | 56412 | Lucky Wind | 188 121st Street | Pipestone | MN | 56164 | Pipestone | 44.0211 | -96.4406 | MRO | MISO | Midcontinent Independent Transmission System Operator, Inc.. |  | 22 | NR | 2 | IPP Non-CHP | N |  | N |  | Y | 05-15-000 |  | X |  | Northern States Power Co - Minnesota | 13781 | MN | 69 |  |  | N | [5 empty] | X | X
54794 | Greenback Energy LLC | 56413 | Greenback Energy | 1148 15th Ave | Pipestone | MN | 56164 | Pipestone | 44.0208 | -96.4331 | MRO | MISO | Midcontinent Independent Transmission System Operator, Inc.. |  | 22 | NR | 2 | IPP Non-CHP | N |  | N |  | Y | 05-13-000 |  | X |  | Northern States Power Co - Minnesota | 13781 | MN | 69 |  |  | N | [5 empty] | X | X
40580 | Southern Minnesota Mun P Agny | 56414 | Redwood Falls Wind | 31298 Knox Ave (CO. Rd 17) | Redwood Falls | MN | 56383 | Redwood | 44.5028 | -95.175 | MRO | MISO | Midcontinent Independent Transmission System Operator, Inc.. |  | 22 | RE | 1 | Electric Utility | N |  | N |  | N |  |  | X |  | Redwood Falls Public Util Comm | 15793 | MN | 13.8 |  |  | N
40580 | Southern Minnesota Mun P Agny | 56415 | Fairmont Wind | 589 Hwy 15 | Fairmont | MN | 56031 | Martin | 43.575 | -94.4467 | MRO | MISO | Midcontinent Independent Transmission System Operator, Inc.. |  | 22 | RE | 1 | Electric Utility | N |  | N |  | N |  |  | X |  | Fairmont Public Utilities Comm | 6151 | MN | 12.47 |  |  | N
54800 | Michigan Wind 1, LLC | 56416 | Michigan Wind 1 | 1387 East Atwater Road | Ubly | MI | 48475 | Huron | 43.7092 | -82.9633 | MRO | MISO | Midcontinent Independent Transmission System Operator, Inc.. |  | 22 | NR | 2 | IPP Non-CHP | N |  | Y | 05-228-000 | Y | 05-102-000 | N | X |  | ITC Transmission | 56068 | MI | 120 |  |  | N
60540 | 31st Street Energy LLC | 56417 | Westchester Gas Recovery | 11700 West 31st Street | Proviso Township | IL | 60154 | Cook | 41.8349 | -87.9163 | RFC | PJM | PJM Interconnection, LLC |  | 22 | NR | 2 | IPP Non-CHP | N |  | N |  | N |  | N | X |  | Commonwealth Edison Co | 4110 | IL | 12.47 |  |  | N
54808 | Sexton Energy LLC | 56418 | Des Plaines Gas Recovery | 9800 Central Road | Maine Township | IL | 60016 | Cook | 42.0671 | -87.8862 | RFC | PJM | PJM Interconnection, LLC |  | 22 | NR | 2 | IPP Non-CHP | N |  | N |  | N |  | N | X |  | Commonwealth Edison Co | 4110 | IL | 12.47 |  |  | N
60539 | Will County Energy LLC | 56419 | Beecher Gas Recovery | 1055 West Goodenow Rd | Beecher | IL | 60401 | Will | 41.3811 | -87.6375 | RFC | PJM | PJM Interconnection, LLC |  | 22 | NR | 2 | IPP Non-CHP | N |  | N |  | N |  | N | X |  | Commonwealth Edison Co | 4110 | IL | 12.47 |  |  | N
4065 | City of Columbus - (OH) | 56420 | Renick Run Pumping Station 03-04 | 1380 Emig Road | Columbus | OH | 43223 | Franklin | 39.9294 | -83.012 | RFC | PJM | PJM Interconnection, LLC |  | 22 | RE | 1 | Electric Utility | N |  | N |  | N |  |  | X |  | City of Columbus - (OH) | 4065 | OH | 14.4 |  |  | N
4065 | City of Columbus - (OH) | 56421 | PS ST-8 Engine No 1 | 1900 W Broad St | Columbus | OH | 43223 | Franklin | 39.9614 | -83.0491 | RFC | PJM | PJM Interconnection, LLC |  | 22 | RE | 1 | Electric Utility | N |  | N |  | N |  |  | X |  | City of Columbus - (OH) | 4065 | OH | 14.4 |  |  | N
4065 | City of Columbus - (OH) | 56422 | ST-1/1A Engine No 1 | I-70/71 & SR 315 Interchange | Columbus | OH | 43215 | Franklin | 39.95 | -83.0158 | RFC | PJM | PJM Interconnection, LLC |  | 22 | RE | 1 | Electric Utility | N |  | N |  | N |  |  | X |  | City of Columbus - (OH) | 4065 | OH | 14.4 |  |  | N
4065 | City of Columbus - (OH) | 56423 | Dodge Park Engine No 1 | 585 Sullivant Avenue | Columbus | OH | 43215 | Franklin | 39.9524 | -83.0144 | RFC | PJM | PJM Interconnection, LLC |  | 22 | RE | 1 | Electric Utility | N |  | N |  | N |  |  | X |  | City of Columbus - (OH) | 4065 | OH | 14.4 |  |  | N
54819 | FPL Energy Mower County LLC | 56424 | Mower County Wind Energy Center | 72506 180th Street | Grand Meadow | MN | 55936 | Mower | 43.6141 | -92.5988 | MRO | MISO | Midcontinent Independent Transmission System Operator, Inc.. |  | 22 | NR | 2 | IPP Non-CHP | N |  | N |  | N |  |  | X |  | Dairyland Power Coop | 4716 |  | 230 |  |  | N
54812 | AMERESCO Chicopee Energy LLC | 56426 | Ameresco Chicopee Energy | 161 New Lombard Rd | Chicopee | MA | 1020 | Hampden | 42.1626 | -72.5367 | NPCC | ISNE | ISO New England Inc. |  | 22 | NR | 2 | IPP Non-CHP | N |  | Y | 04-23-000 | N |  |  | X |  | City of Chicopee - (MA) | 3477 | MA | 34.5 |  |  | N | [5 empty] | N | X
54813 | AMERESCO Janesville LLC | 56427 | Ameresco Janesville | 525 Black Bridge Rd | Janesville | WI | 53545 | Rock | 42.7083 | -89.0208 | MRO | MISO | Midcontinent Independent Transmission System Operator, Inc.. |  | 22 | NR | 2 | IPP Non-CHP | N |  | Y | 03-122-000 | N |  | N | X |  | Wisconsin Power & Light Co | 20856 | WI | 12.5 |  |  | N | [5 empty] | N | X
54814 | AMERESCO Santa Cruz Energy LLC | 56428 | Ameresco Santa Cruz Energy | 1231 Buena Vista Road | Watsonville | CA | 95076 | Santa Cruz | 36.9178 | -121.8156 | WECC | CISO | California Independent System Operator |  | 22 | NR | 2 | IPP Non-CHP | N |  | Y | 06-29-000 | N |  | N | X |  | Pacific Gas & Electric Co | 14328 | CA | 21 |  |  | N | [5 empty] | N | X
54815 | AMERESCO Delaware South | 56429 | Ameresco Delaware South | 28560 Landfill Lane | Georgetown | DE | 19947 | Sussex | 38.5992 | -75.4342 | RFC | PJM | PJM Interconnection, LLC |  | 22 | NR | 2 | IPP Non-CHP | N |  | Y | 06-244-000 | N |  | N | X |  | Delaware Electric Cooperative | 5070 | DE | 12.5 |  |  | N | [5 empty] | N | X
54816 | AMERESCO Delaware Central | 56430 | Ameresco Delaware Central | 1107 Willow Grove Road | Sandtown | DE | 19943 | Kent | 39.0339 | -75.7233 | RFC | PJM | PJM Interconnection, LLC |  | 22 | NR | 2 | IPP Non-CHP | N |  | Y | 06-244-000 | N |  |  | X |  | Delaware Electric Cooperative | 5070 | DE | 12.5 |  |  | N | [5 empty] | N | X
59883 | NRG Energy Gas & Wind Holdings Inc | 56432 | Wildorado Wind LLC | 6798 CO RD 42 | Vega | TX | 79092 | Oldham | 35.2919 | -102.3031 | SPP | SWPP | Southwest Power Pool |  | 22 | NR | 2 | IPP Non-CHP | N |  | N |  | Y | 06-5-000, 07-301-000 | N | X |  | Southwestern Public Service Co | 17718 | TX | 230 |  |  | N
11208 | Los Angeles Department of Water & Power | 56433 | Pine Tree Wind Power Project | 22500 Jawbone Canyon Rd. | Mojave | CA | 93519 | Kern | 35.248 | -118.1754 | WECC | LDWP | Los Angeles Department of Water and Power |  | 22 | RE | 1 | Electric Utility | N |  | N |  | N |  | N | X |  | Los Angeles Department of Water & Power | 11208 | CA | 230 |  |  | N | [5 empty] | X | X
56592 | Idaho Wind Partners 1 LLC | 56434 | Burley Butte Windpark | Section 6 Twp 11S Range 22E | Burley | ID | 83318 | Cassia | 42.4903 | -113.9266 | WECC | IPCO | Idaho Power Company |  | 22 | NR | 2 | IPP Non-CHP | N |  | Y | 05-90-000 | N |  |  | X |  | Idaho Power Co | 9191 | ID | 34.5 |  |  | N | [5 empty] | X | X
56592 | Idaho Wind Partners 1 LLC | 56435 | Golden Valley Wind Park LLC | 605 S 600 W | Burley | ID | 83318 | Cassia | 42.4368 | -113.9255 | WECC | IPCO | Idaho Power Company |  | 22 | NR | 2 | IPP Non-CHP | N |  | Y | 05-89-000 | N |  |  | X |  | Idaho Power Co | 9191 | ID | 12.5 |  |  | N
56592 | Idaho Wind Partners 1 LLC | 56437 | Milner Dam Wind Park LLC | Section 26 Twp 10S Range 20E | Burley | ID | 83318 | Cassia | 42.4606 | -114.0173 | WECC | IPCO | Idaho Power Company |  | 22 | NR | 2 | IPP Non-CHP | N |  | Y | 06-7-000 | N |  |  | X |  | Idaho Power Co | 9191 | ID | 34.5 |  |  | N
56592 | Idaho Wind Partners 1 LLC | 56439 | Oregon Trail Wind Park | 289 E 5900 N | Hagerman | ID | 83332 | Twin Falls | 42.8406 | -114.9897 | WECC | IPCO | Idaho Power Company |  | 22 | NR | 2 | IPP Non-CHP | N |  | Y | 05-60-000 | N |  |  | X |  | Idaho Power Co | 9191 | ID | 138 |  |  | N
56592 | Idaho Wind Partners 1 LLC | 56440 | Pilgrim Stage Wind Park | Section 31 Twp 7 S Range 12 E | Hagerman | ID | 83332 | Twin Falls | 42.7975 | -114.9986 | WECC | IPCO | Idaho Power Company |  | 22 | NR | 2 | IPP Non-CHP | N |  | Y | 05-25-000 | N |  |  | X |  | Idaho Power Co | 9191 | ID | 34.5 |  |  | N
56592 | Idaho Wind Partners 1 LLC | 56441 | Salmon Falls Wind Park | Section 30 Twp 08S Range 13E | Hagerman | ID | 83332 | Twin Falls | 42.6819 | -114.9892 | WECC | IPCO | Idaho Power Company |  | 22 | NR | 2 | IPP Non-CHP | N |  | Y | 06-8-000 | N |  |  | X |  | Idaho Power Co | 9191 | ID | 34.5 |  |  | N
56592 | Idaho Wind Partners 1 LLC | 56442 | Thousand Springs Wind Park | Section 19 Twp 6 Range 13E | Hagerman | ID | 83332 | Twin Falls | 42.8703 | -114.9678 | WECC | IPCO | Idaho Power Company |  | 22 | NR | 2 | IPP Non-CHP | N |  | Y | 05-56-000 | N |  |  | X |  | Idaho Power Co | 9191 | ID | 138 |  |  | N
56592 | Idaho Wind Partners 1 LLC | 56443 | Tuana Gulch Wind Park | Section 19 Twp 7 Range 12 E | Hagerman | ID | 83332 | Twin Falls | 42.8369 | -114.9693 | WECC | IPCO | Idaho Power Company |  | 22 | NR | 2 | IPP Non-CHP | N |  | Y | 05-59-000 | N |  |  | X |  | Idaho Power Co | 9191 | ID | 138 |  |  | N
49893 | Invenergy Services LLC | 56445 | Spindle Hill Energy Center | 6355 Weld County Rd 19 | Fort Lupton | CO | 80530 | Weld | 40.0922 | -104.8878 | WECC | PSCO | Public Service Company of Colorado | Town of Frederick | 22 | NR | 2 | IPP Non-CHP | N |  | N |  | N |  | N | X |  | Public Service Co of Colorado | 15466 | CO | 230 |  |  | N |  | COLUMBIA GAS TRANSMISSION CORP |  |  |  | N
50123 | Leeward Asset Management, LLC | 56446 | Buena Vista Energy LLC | 7601 Byron Hot Springs Rd | Byron | CA | 94514 | Contra Costa | 37.805 | -121.6672 | WECC | CISO | California Independent System Operator | n/a | 22 | NR | 2 | IPP Non-CHP | N |  | Y | 86-391-001 | Y | 07-26-000 | N | X |  | Pacific Gas & Electric Co | 14328 | CA | 230 |  |  | N | [5 empty] | N | N
57170 | EDF Renewable Asset Holdings, Inc. | 56447 | Hawi Wind Farm | Upol 8 Road | Hawi | HI | 96719 | Hawaii | 20.2573 | -155.8504 | HICC |  |  |  | 22 | NR | 2 | IPP Non-CHP | N |  | N |  | N |  |  | X |  | Hawaii Electric Light Co Inc | 8287 | HI | 31.5 |  |  | N
59155 | First Wind O&M, LLC | 56448 | Mars Hill Wind Farm Project | 34 Tower Road | Mars Hill | ME | 4758 | Aroostook | 46.5442 | -67.8111 | NPCC | NBSO | New Brunswick System Operator |  | 22 | NR | 2 | IPP Non-CHP | N |  | Y | 06-315 | Y | 06-11 | N | X |  | Emera Maine | 1179 | ME | 69 |  |  | N
59155 | First Wind O&M, LLC | 56449 | Kaheawa Pastures Wind Farm | Maalaea | Maalaea | HI | 96753 | Maui | 20.8142 | -156.551 | HICC |  |  |  | 22 | NR | 2 | IPP Non-CHP | N |  | Y | QF05-71 | N |  | N | X |  | Maui Electric Co Ltd | 11843 | HI | 69 |  |  | N
50123 | Leeward Asset Management, LLC | 56450 | GSG LLC | 2612 Shady Oaks Road | West Brooklyn | IL | 61378 | Lee | 41.6436 | -89.1731 | RFC | PJM | PJM Interconnection, LLC | n/a | 22 | NR | 2 | IPP Non-CHP | N |  | Y | 06-348-000 | Y | 06-83-000 | N | X |  | Commonwealth Edison Co | 4110 | IL | 34.5 |  |  | N | [5 empty] | N | N
50123 | Leeward Asset Management, LLC | 56451 | Allegheny Ridge Wind Farm | 1501 Gillespie Ave | Portage | PA | 15946 | Cambria | 40.3839 | -78.5794 | RFC | PJM | PJM Interconnection, LLC | n/a | 22 | NR | 2 | IPP Non-CHP | N |  | N |  | Y | 06-75-000 | N | X |  | Pennsylvania Electric Co | 14711 | PA | 230 |  |  | N | [5 empty] | N | N
56094 | Medicine Bow Fuel & Power LLC | 56452 | Medicine Bow Fuel & Power LLC | Near Medicine Bow | Medicine Bow | WY | 82329 | Carbon | 42.0461 | -106.1936 | WECC | WACM | Western Area Power Administration - Rocky Mountain Region | water wells | 22 | NR | 2 | IPP Non-CHP | N |  | N |  | N |  | N | X |  | Carbon Power & Light, Inc | 2998 | WY | 138
54866 | Robinson Power Company LLC | 56453 | Robinson Power Company LLC |  | Bulger | PA | 15019 | Washington | 40.4092 | -80.2981 | RFC | PJM | PJM Interconnection, LLC | PA AMERICAN WATER | 22 | NR | 2 | IPP Non-CHP | N |  | N |  | N |  | N |  |  | West Penn Power Company | 20387 | PA | 500 |  |  | N | [5 empty] | N | X
58905 | NRG Energy Services - Plum Point | 56456 | Plum Point Energy Station | 2732A South County Road 623 | Osceola | AR | 72370 | Mississippi | 35.6644 | -89.9489 | SERC | MISO | Midcontinent Independent Transmission System Operator, Inc.. | Mississippi River | 22 | NR | 2 | IPP Non-CHP | N |  | N |  | N |  | N | X |  | Entergy Arkansas Inc | 814 | AR | 500 |  |  | N
54870 | FPL Energy Red Canyon LLC | 56457 | Post Wind Farm LP | 423 Country Road | Fluvanna | TX | 79517 | Borden | 32.9254 | -101.2194 | TRE | ERCO | Electric Reliability Council of Texas, Inc. |  | 22 | NR | 2 | IPP Non-CHP | N |  | N |  | N |  |  | X |  | Brazos Electric Power Coop Inc | 2172 |  | 138 |  |  | N | [5 empty] | X | X
54874 | Lea Power Partners LLC | 56458 | Hobbs Generating Station | 98 N. Twombly Lane | Hobbs | NM | 88242 | Lea | 32.7283 | -103.3094 | SPP | SWPP | Southwest Power Pool | Ogallala Aquifer | 22 | NR | 2 | IPP Non-CHP | N |  | N |  | Y | 07-751-000 | N | X |  | Southwestern Public Service Co | 17718 | NM | 115 | 230 |  | Y | Other - See pipeline notes. | TRANSWESTERN PIPELINE COMPANY | NORTHERN NATURAL GAS | EL PASO NATURAL GAS COMPANY LLC | MARKWEST NEW MEXICO L P | N | X
15399 | Avangrid Renewables LLC | 56459 | MinnDakota Wind LLC | 21006 486th Avenue | Ivanhoe | MN | 57026 | Lincoln | 44.2667 | -96.3444 | MRO | MISO | Midcontinent Independent Transmission System Operator, Inc.. |  | 22 | NR | 2 | IPP Non-CHP | N |  | N |  | Y | 06-81-000 |  | X |  | Northern States Power Co - Minnesota | 13781 | MN | 115 |  |  | N
15399 | Avangrid Renewables LLC | 56460 | Twin Buttes Wind Project | 31965 county Road | Lamar | CO | 81052 | Bent | 37.6735 | -102.8622 | WECC | PSCO | Public Service Company of Colorado |  | 22 | NR | 2 | IPP Non-CHP | N |  | N |  | Y | 07-15-000 |  | X |  | Public Service Co of Colorado | 15466 | CO | 230 |  |  | N
54878 | Oregon Environmental Industries LLC | 56461 | Dry Creek LFG to Energy Project | 6250 Dry Creek Road | Eagle Point | OR | 97524 | Jackson | 42.3844 | -122.7718 | WECC | PACW | PacifiCorp - West | Onsite Wells | 562212 | NR | 4 | Commercial Non-CHP | N |  | N |  | N |  | N | X |  | PacifiCorp | 14354 | OR | 20.8 |  |  | N
7096 | City of Geneva- (IL) | 56462 | Geneva Generation Facility | 1717 Averill Road | Geneva | IL | 60134 | Kane | 41.8911 | -88.2711 | RFC | PJM | PJM Interconnection, LLC | Municipality | 22 | RE | 1 | Electric Utility | N |  | N |  | N |  | N | X |  | City of Geneva- (IL) | 7096 | IL | 12.47 |  |  | N | NICOR GAS |  |  |  |  | N | X
40211 | Wabash Valley Power Assn, Inc | 56463 | Oak Ridge LFGTE | 2905 South 150 East | Logansport | IN | 46947 | Cass | 40.7213 | -86.3421 | RFC | MISO | Midcontinent Independent Transmission System Operator, Inc.. |  | 22 | RE | 1 | Electric Utility | N |  | N |  | N |  | N | X |  | City of Logansport - (IN) | 11142 | IN | 12.47 |  |  | N | [5 empty] | X | X
40211 | Wabash Valley Power Assn, Inc | 56464 | Jay County LFGTE | 5825 West 400 South | Portland | IN | 47371 | Jay | 40.3797 | -85.0882 | RFC | MISO | Midcontinent Independent Transmission System Operator, Inc.. |  | 22 | RE | 1 | Electric Utility | N |  | N |  | N |  | N | X |  | Jay County Rural E M C | 9666 | IN | 12.47 |  |  | N | [5 empty] | X | X
40211 | Wabash Valley Power Assn, Inc | 56465 | Liberty I & II LFGTE | 8635 State Road 16 East | Monticello | IN | 47960 | White | 40.8856 | -86.7044 | RFC | MISO | Midcontinent Independent Transmission System Operator, Inc.. |  | 22 | RE | 1 | Electric Utility | N |  | N |  | N |  | N | X |  | Carroll-White REMC | 27599 | IN | 12.47 |  |  | N | [5 empty] | X | X
14354 | PacifiCorp | 56466 | Marengo Wind Plant | King Rd and Covello Rd | Dayton | WA | 99328 | Columbia | 46.3747 | -117.7772 | WECC | PACW | PacifiCorp - West |  | 22 | RE | 1 | Electric Utility | N |  | N |  | N |  |  | X |  | PacifiCorp | 14354 | WA | 230 |  |  | N
54890 | Russell City Energy Company LLC | 56467 | Russell City Energy Center | 3862 Depot Road | Hayward | CA | 94545 | Alameda | 37.6347 | -122.1338 | WECC | CISO | California Independent System Operator | City of Hayward | 22 | NR | 2 | IPP Non-CHP | N |  | N |  | N |  | N | X |  | Pacific Gas & Electric Co | 14328 | CA | 230 |  |  | N |  | PACIFIC GAS |  |  |  | N | X
15399 | Avangrid Renewables LLC | 56468 | Klondike Windpower III | 99436 Klondike Lane | Wasco | OR | 97065 | Sherman | 45.5836 | -120.5042 | WECC | BPAT | Bonneville Power Administration |  | 22 | NR | 2 | IPP Non-CHP | N |  | N |  | Y | 06-9-000 |  | X |  | Bonneville Power Administration | 1738 | OR | 230 |  |  | N
54894 | Roseburg Forest Products | 56469 | Roseburg Forest Products Biomass | 98 Mill Street | Weed | CA | 96094 | Siskiyou | 41.4356 | -122.3769 | WECC | PACW | PacifiCorp - West | Spring Fed Igerna Pond | 321 | NR | 7 | Industrial CHP | Y | 06-242-000 | N |  | N |  | N | X |  | PacifiCorp | 14354 | CA | 13.8 |  |  | N | [5 empty] | X | X
15399 | Avangrid Renewables LLC | 56470 | Locust Ridge | 270 Brandonville Rd, PO Box134 | Mahanoy City | PA | 17948 | Schuylkill | 40.855 | -76.1292 | RFC | PJM | PJM Interconnection, LLC |  | 22 | NR | 2 | IPP Non-CHP | N |  | N |  | N |  |  | X |  | PPL Electric Utilities Corp | 14715 | PA | 69 |  |  | N
17609 | Southern California Edison Co | 56471 | McGrath Peaker | 251 N. Harbor Blvd. | Oxnard | CA | 93035 | Ventura | 34.2056 | -119.2469 | WECC | CISO | California Independent System Operator | Municipality | 22 | RE | 1 | Electric Utility | N |  | N |  | N |  |  | X |  | Southern California Edison Co | 17609 | CA | 66 |  |  | N | SOUTHERN CALIFORNIA GAS COMPANY |  |  |  |  | N
17609 | Southern California Edison Co | 56472 | Grapeland Peaker | 12208 6th Street | Rancho Cucamonga | CA | 91730 | San Bernardino | 34.0903 | -117.5343 | WECC | CISO | California Independent System Operator | Municipality | 22 | RE | 1 | Electric Utility | N |  | N |  | N |  |  | X |  | Southern California Edison Co | 17609 | CA | 66 |  |  | Y | SOUTHERN CALIFORNIA GAS COMPANY |  |  |  |  | N
17609 | Southern California Edison Co | 56473 | Mira Loma Peaker | 13568B S. Milliken Ave. | Ontario | CA | 91761 | San Bernardino | 34.0053 | -117.5604 | WECC | CISO | California Independent System Operator | Municipality | 22 | RE | 1 | Electric Utility | N |  | N |  | N |  |  | X |  | Southern California Edison Co | 17609 | CA | 66 |  |  | N | SOUTHERN CALIFORNIA GAS COMPANY |  |  |  |  | N
17609 | Southern California Edison Co | 56474 | Barre Peaker | 10670 Dale Ave. | Stanton | CA | 90680 | Orange | 33.8073 | -117.9832 | WECC | CISO | California Independent System Operator | Municipality | 22 | RE | 1 | Electric Utility | N |  | N |  | N |  |  | X |  | Southern California Edison Co | 17609 | CA | 66 |  |  | N | SOUTHERN CALIFORNIA GAS COMPANY |  |  |  |  | N
17609 | Southern California Edison Co | 56475 | Center Peaker | 10639 Firestone Blvd. | Norwalk | CA | 90650 | Los Angeles | 33.9296 | -118.1046 | WECC | CISO | California Independent System Operator | Municipality | 22 | RE | 1 | Electric Utility | N |  | N |  | N |  |  | X |  | Southern California Edison Co | 17609 | CA | 66 |  |  | Y | SOUTHERN CALIFORNIA GAS COMPANY |  |  |  |  | N
14328 | Pacific Gas & Electric Co | 56476 | Gateway Generating Station | 3225 Wilbur Avenue | Antioch | CA | 94509 | Contra Costa | 38.0175 | -121.7587 | WECC | CISO | California Independent System Operator | Municipality | 22 | RE | 1 | Electric Utility | N |  | N |  | N |  |  | X |  | Pacific Gas & Electric Co | 14328 | CA | 230 |  |  | N | PACIFIC GAS | PACIFIC GAS |  |  |  | N | X
12670 | Missouri Jnt Muni.Pwr Elec. Ut. Comm. | 56478 | MJMEUC Generating Station #1 | Inters. of Hwy 54 & 532nd St | Laddonia | MO | 63352 | Audrain | 39.2511 | -91.6401 | SERC | MISO | Midcontinent Independent Transmission System Operator, Inc.. |  | 22 | RE | 1 | Electric Utility | N |  | N |  | N |  | N | X |  | Union Electric Co - (MO) | 19436 | MO | 69 |  |  | N |  | PANHANDLE EASTERN PIPELINE COMPANY |  |  |  | N | X
56215 | E ON Climate Renewables N America LLC | 56479 | Sand Bluff Wind Farm | 893 N. McDonald Rd | Big Spring | TX | 79720 | Glasscock | 31.9914 | -101.3026 | TRE | ERCO | Electric Reliability Council of Texas, Inc. |  | 22 | NR | 2 | IPP Non-CHP | N |  | N |  | Y | 07-33 | N | X |  | Oncor Electric Delivery Company LLC | 44372 | TX | 138 |  |  | N | [5 empty] | N | X
11740 | City of Marshfield - (WI) | 56480 | Marshfield Utilities Gas Plant | 2510 E. 34th Street | Marshfield | WI | 54449 | Wood | 44.6347 | -90.1344 | MRO | MISO | Midcontinent Independent Transmission System Operator, Inc.. | Municipality | 22 | RE | 1 | Electric Utility | N |  | N |  | N |  | N | X |  | City of Marshfield - (WI) | 11740 | WI | 115 |  |  | N | Other - See pipeline notes. | Other - Please explain in pipeline notes below. |  |  | We connect directly to gas transmission line: ANR Pipeline Company /TransCanada | N
54902 | SunE Alamosa1 LLC | 56481 | SunE Alamosa | 8900 Lane 8N | Hooper | CO | 81136 | Alamosa | 37.6903 | -105.8805 | WECC | PSCO | Public Service Company of Colorado | n/a | 22 | NR | 2 | IPP Non-CHP | N |  | Y | 07-159-000, 07-159-001 | N |  |  | X |  | Public Service Co of Colorado | 15466 | CO | 13.2 |  |  | N
19728 | UNS Electric, Inc | 56482 | Black Mountain Generating Station | 6625 South Yuma Road | Golden Valley | AZ | 86413 | Mohave | 35.0361 | -114.1594 | WECC | TEPC | Tucson Electric Power Company | Wells | 22 | RE | 1 | Electric Utility | N |  | N |  | N |  | N | X |  | UNS Electric, Inc | 19728 | AZ | 69 |  |  | N | UNS GAS INC |  |  |  |  | N | N
54759 | Mesquite Wind LLC | 56483 | Post Oak Wind LLC | 299 FM 604 | Abilene | TX | 79601 | Shackelford | 32.5144 | -99.6564 | TRE | ERCO | Electric Reliability Council of Texas, Inc. |  | 22 | NR | 2 | IPP Non-CHP | N |  | N |  | Y | 07-38 |  | X |  | Oncor Electric Delivery Company LLC | 44372 | TX | 345 |  |  | N
19740 | AES Wind Generation Inc | 56484 | Buffalo Gap 2 Wind Farm | 10718 FM 89 | Merkel | TX | 79536 | Nolan | 32.3182 | -100.177 | TRE | ERCO | Electric Reliability Council of Texas, Inc. |  | 22 | NR | 2 | IPP Non-CHP | N |  | N |  | N |  |  | X |  | AEP Texas Central Company | 3278 | TX | 34 |  |  | N
15248 | Portland General Electric Co | 56485 | Biglow Canyon Wind Farm | 96900 Herin Lane | Wasco | OR | 97065 | Sherman | 45.6537 | -120.6034 | WECC | BPAT | Bonneville Power Administration |  | 22 | RE | 1 | Electric Utility | N |  | N |  | N |  | N | X |  | Bonneville Power Administration | 1738 | OR | 230 |  |  | N | [5 empty] | N
55907 | White Creek Wind 1 LLC | 56487 | White Creek Wind Farm | 1131 Dot Road | Roosevelt | WA | 99356 | Klickitat | 45.8155 | -120.3419 | WECC | BPAT | Bonneville Power Administration |  | 22 | NR | 2 | IPP Non-CHP | N |  | N |  | Y | 06-70-000 |  | X |  | PUD No 1 of Klickitat County | 10393 | WA | 230 |  |  | N
55886 | Smoky Hills Wind Farm I LLC | 56488 | Smoky Hills Wind Project Phase I | 223 North Highway 14 | Lincoln | KS | 67455 | Lincoln | 38.8799 | -98.1602 | SPP | SWPP | Southwest Power Pool |  | 22 | NR | 2 | IPP Non-CHP | N |  | N |  | Y | 07-83-000 |  | X |  | Westar Energy Inc | 22500 | KS | 230 |  |  | N
807 | Arkansas Electric Coop Corp | 56489 | Elkins Generating Center | 19481 Springston Ford Road | Elkins | AR | 72727 | Washington | 35.9714 | -94.0014 | SPP | SWPP | Southwest Power Pool |  | 22 | RE | 1 | Electric Utility | N |  | N |  | N |  | N | X |  | Ozarks Electric Coop Corp - (AR) | 14289 | AR | 69 |  |  | N | BLACK HILLS ENERGY |  |  |  |  | N | X
11560 | City of Manassas - (VA) | 56491 | Dean Drive Area Electric Generators | 9723 Dean Drive | Manassas | VA | 20110 | Manassas City | 38.7486 | -77.4908 | SERC | PJM | PJM Interconnection, LLC |  | 22 | RE | 1 | Electric Utility | N |  | N |  | N |  | N | X |  | City of Manassas - (VA) | 11560 | VA | 13.2 |  |  | N | [5 empty] | X | X
49893 | Invenergy Services LLC | 56493 | Buffalo Mountain Energy Center | 1980 Windrock Rd | Oliver Springs | TN | 37840 | Anderson | 36.1271 | -84.3442 | SERC | TVA | Tennessee Valley Authority |  | 22 | NR | 2 | IPP Non-CHP | N |  | N |  | N |  | N | X |  | Tennessee Valley Authority | 18642 | TN | 161 |  |  | N
54904 | High Prairie Wind Farm II LLC | 56494 | Prairie Star Wind Farm | 308 4th Ave NE | Grand Meadow | MN | 55936 | Mower | 43.6861 | -92.6272 | MRO | MISO | Midcontinent Independent Transmission System Operator, Inc.. |  | 22 | NR | 2 | IPP Non-CHP | N |  | N |  | Y | 07-19-000 |  | X |  | ITC Transmission | 56068 |  | 161 |  |  | N
17058 | Shell Wind Energy Inc. | 56495 | NedPower Mount Storm | HC 76, Box 447 | Mount Storm | WV | 26739 | Grant | 39.2175 | -79.2094 | RFC | PJM | PJM Interconnection, LLC |  | 22 | NR | 2 | IPP Non-CHP | N |  | N |  | Y | 02-147000 | N | X |  | Virginia Electric & Power Co | 19876 | VA | 500 |  |  | N | [5 empty] | X | X
54916 | Phillips 66 Billings Refinery | 56496 | Phillips 66 Billings Refinery | 401 South 23rd Street | Billings | MT | 59101 | Yellowstone | 45.7769 | -108.4911 | WECC | NWMT | NorthWestern Energy (NWMT) | Municipality | 32411 | NR | 6 | Industrial Non-CHP | N |  | N |  | N |  | N | X |  | NorthWestern Energy - (SD) | 13809 | SD | 100 |  |  | N |  | NORTHWESTERN ENERGY |  |  |  | N | N
12524 | Midwest Energy Inc | 56497 | Goodman Energy Center | 1713 230th Ave. | Hays | KS | 67601 | Ellis | 38.9303 | -99.3617 | SPP | SWPP | Southwest Power Pool | River | 22 | RE | 1 | Electric Utility | N |  | N |  | N |  | N | X |  | Midwest Energy Inc | 12524 | KS | 115 |  |  | N | MIDWEST ENERGY INC | SOUTHERN STAR CENTRAL GAS PIPELINE |  |  |  | N | N
1932 | Boise-Kuna Irrigation District | 56498 | Mora Drop Hydroelectric Project | 3100 South McDermett Road | Kuna | ID | 83634 | Ada | 43.46 | -116.4725 | WECC | IPCO | Idaho Power Company | Mora Canal | 22 | NR | 2 | IPP Non-CHP | N |  | Y | 34-03-000 | N |  |  | X |  | Idaho Power Co | 9191 | ID | 34.5 |  |  | N
55704 | Tiber Montana LLC | 56499 | Tiber Dam Hydroelectric Plant | Tiber Dam | Chester | MT | 59522 | Liberty | 48.318 | -111.1018 | WECC | WAUW | Western Area Power Administration UGP West | Marias River | 22 | NR | 2 | IPP Non-CHP | N |  | N |  | N |  |  | X |  | WAPA-- Western Area Power Administration | 27000 | MT | 115 |  |  | N
55710 | Barrick Goldstrike Mines Inc | 56500 | Western 102 Power Plant | 2555 Waltham Way | McCarran | NV | 89434 | Storey | 39.5603 | -119.5108 | WECC | NEVP | Nevada Power Company |  | 2122 | NR | 6 | Industrial Non-CHP | N |  | N |  | N |  | N | X |  | Nevada Power Co | 13407 | NV | 120 |  |  | N | SIERRA PACIFIC POWER COMPANY | TUSCARORA GAS TRANSMISSION CO |  |  | Sierra Pacific Power company gas supply is not used for power generation. | N | X
12341 | MidAmerican Energy Co | 56501 | Pomeroy Wind Farm | 13411 630th St | Fonda | IA | 50540 | Pocahontas | 42.5842 | -94.7467 | MRO | MISO | Midcontinent Independent Transmission System Operator, Inc.. |  | 22 | RE | 1 | Electric Utility | N |  | N |  | N |  | N | X |  | MidAmerican Energy Co | 12341 | IA | 161 |  |  | N
22500 | Westar Energy Inc | 56502 | Emporia Energy Center | 1685 Road 200 | Emporia | KS | 66801 | Lyon | 38.4459 | -96.0652 | SPP | SWPP | Southwest Power Pool | rural water district | 22 | RE | 1 | Electric Utility | N |  | N |  | N |  | N | X |  | Westar Energy Inc | 22500 | KS | 345 |  |  | N |  | SOUTHERN STAR CENTRAL GAS PIPELINE |  |  |  | N | N
21158 | City of Zeeland - (MI) | 56503 | Riley Generating Station | 8943 Riley | Zeeland | MI | 49464 | Ottawa | 42.8333 | -86.0053 | RFC | MISO | Midcontinent Independent Transmission System Operator, Inc.. |  | 22 | RE | 1 | Electric Utility | N |  | N |  | N |  | N | X |  | City of Zeeland - (MI) | 21158 | MI | 12.4 |  |  | N | SEMCO ENERGY GAS COMPANY |  |  |  |  | N | X
21158 | City of Zeeland - (MI) | 56504 | Municipal Power Plant | 495 W. Main | Zeeland | MI | 49464 | Ottawa | 42.8129 | -86.0335 | RFC | MISO | Midcontinent Independent Transmission System Operator, Inc.. |  | 22 | RE | 1 | Electric Utility | N |  | N |  | N |  | N | X |  | City of Zeeland - (MI) | 21158 | MI | 12.4 |  |  | N | SEMCO ENERGY GAS COMPANY |  |  |  |  | N | X
9879 | City Water and Light Plant | 56505 | Jonesboro City Water & Light Plant | 1400 Hanley Drive | Jonesboro | AR | 72403 | Craighead | 35.8486 | -90.7254 | SPP | MISO | Midcontinent Independent Transmission System Operator, Inc.. | Municipality | 22 | RE | 1 | Electric Utility | N |  | N |  | N |  | N | X |  | City Water and Light Plant | 9879 | AR | 69 |  |  | N | Other - See pipeline notes. | Other - Please explain in pipeline notes below. | Other - Please explain in pipeline notes below. | Other - Please explain in pipeline notes below. | No connections to LDC | N | N
49893 | Invenergy Services LLC | 56506 | Scurry County Wind LP | 6543 E Hwy 180 | Snyder | TX | 79549 | Scurry | 32.7204 | -100.9952 | TRE | ERCO | Electric Reliability Council of Texas, Inc. |  | 22 | NR | 2 | IPP Non-CHP | N |  | N |  | N |  | N | X |  | Oncor Electric Delivery Company LLC | 44372 | TX | 138 |  |  | N
54911 | Tesoro Refng Marketing Co Mntn Region | 56509 | Tesoro SLC Cogeneration Plant | 474 West, 900 North | Salt Lake City | UT | 84103 | Salt Lake | 40.7931 | -111.9038 | WECC | PACE | PacifiCorp - East | Municipality | 32411 | NR | 7 | Industrial CHP | Y | 03-98-000 | N |  | N |  |  | X |  | PacifiCorp | 14354 | UT | 46 |  |  | N | QUESTAR GAS COMPANY |  |  |  |  | N
57249 | EPP Renewable Energy | 56510 | Frey Farm Landfill | 3049 River Road | Conestoga | PA | 17516 | Lancaster | 39.9589 | -76.4442 | RFC | PJM | PJM Interconnection, LLC |  | 22 | NR | 3 | IPP CHP | N |  | N |  | N |  | N | X |  | PPL Electric Utilities Corp | 14715 | PA | 12.47 |  |  | N
57249 | EPP Renewable Energy | 56511 | Pennsauken Landfill | 9600 River Road | Pennsauken | NJ | 8110 | Camden | 39.9894 | -75.04 | RFC | PJM | PJM Interconnection, LLC |  | 22 | NR | 2 | IPP Non-CHP | N |  | N |  | N |  | N | X |  | Public Service Elec & Gas Co | 15477 | NJ | 26.4 |  |  | N
57249 | EPP Renewable Energy | 56512 | GLRA Landfill | 1610 Russell Road | Lebanon | PA | 17046 | Lebanon | 40.3664 | -76.4931 | RFC | PJM | PJM Interconnection, LLC |  | 22 | NR | 2 | IPP Non-CHP | N |  | N |  | N |  | N | X |  | Metropolitan Edison Co | 12390 | PA | 13.2 |  |  | N
57249 | EPP Renewable Energy | 56513 | Whitemarsh Central Utility Plant | 4000 Fox Hound Drive | Lafayette Hill | PA | 19444 | Montgomery | 40.0975 | -75.2428 | RFC | PJM | PJM Interconnection, LLC |  | 22 | NR | 3 | IPP CHP | N |  | N |  | N |  |  | X |  | PECO Energy Co | 14940 | PA | 13.2 |  |  | N | PECO ENERGY COMPANY |  |  |  |  | N | X
19547 | Hawaiian Electric Co Inc | 56514 | Kalaeoloa Pole Yard DG | 91 - 111 Kalaeloa Blvd | Kapolei | HI | 96707 | Honolulu | 21.3014 | -158.0958 | HICC |  |  |  | 22 | RE | 1 | Electric Utility | N |  | N |  | N |  |  | X |  | Hawaiian Electric Co Inc | 19547 | HI | 12
19547 | Hawaiian Electric Co Inc | 56515 | CEIP Substation Distributed Generation | 91 -55 Kalaeloa Blvd | Kapolei | HI | 96707 | Honolulu | 21.3278 | -158.0964 | HICC |  |  |  | 22 | RE | 1 | Electric Utility | N |  | N |  | N |  |  | X |  | Hawaiian Electric Co Inc | 19547 | HI | 12
15142 | Plains End Operating Services LLC | 56516 | Plains End II LLC | 8950 Highway 93 | Arvada | CO | 80007 | Jefferson | 39.8586 | -105.2256 | WECC | PSCO | Public Service Company of Colorado |  | 22 | NR | 2 | IPP Non-CHP | N |  | N |  | Y | 07-3-000 | N | X |  | Public Service Co of Colorado | 15466 | CO | 230 |  |  | N |  | PUB SERVICE CO OF COLORADO |  |  |  | N | N
15180 | City of Pocahontas - (IA) | 56517 | West Diesel Generation Unit | 400 SE Railroad Street | Pocahontas | IA | 50574 | Pocahontas | 42.7303 | -94.6644 | MRO | MISO | Midcontinent Independent Transmission System Operator, Inc.. | Self contained | 22 | RE | 1 | Electric Utility | N |  | N |  | N |  |  | X |  | City of Pocahontas - (IA) | 15180 | IA | 69 |  |  | N
6909 | Gainesville Regional Utilities | 56518 | South Energy Center | 1390 SW 14th Avenue | Gainesville | FL | 32608 | Alachua | 29.6383 | -82.34 | FRCC | GVL | Gainesville Regional Utilities | Municipality | 22 | RE | 1 | Electric Utility | N |  | N |  | N |  | N | X |  | Gainesville Regional Utilities | 6909 | FL | 12.47 |  |  | N |  | FLORIDA GAS TRANSMISSION COMPANY |  |  |  | N | X
16558 | City of Salem - (VA) | 56519 | Salem Electric Department | 730 West Main St. | Salem | VA | 24153 | Salem City | 37.2894 | -80.07 | RFC | PJM | PJM Interconnection, LLC |  | 22 | RE | 1 | Electric Utility | N |  | N |  | N |  | N | X |  | City of Salem - (VA) | 16558 | VA | 12.47 |  |  | N
54842 | WM Renewable Energy LLC | 56520 | Deertrack Park Gas Recovery | N6756 Waldman Lane | Watertown | WI | 53094 | Jefferson | 43.09 | -88.7397 | RFC | MISO | Midcontinent Independent Transmission System Operator, Inc.. |  | 22 | NR | 2 | IPP Non-CHP | N |  | Y | 05-156-000 | N |  | N | X |  | Wisconsin Electric Power Co | 20847 | WI | 25 |  |  | N | [5 empty] | X | X
54842 | WM Renewable Energy LLC | 56521 | Lake Mills Gas Recovery | 21265 430th Street | Lake Mills | IA | 50450 | Winnebago | 43.3864 | -93.5589 | MRO | MISO | Midcontinent Independent Transmission System Operator, Inc.. |  | 22 | NR | 2 | IPP Non-CHP | N |  | Y | 05-157 | N |  | N | X |  | Heartland Power Coop | 8319 | IA | 7 |  |  | N | [5 empty] | X | X
54842 | WM Renewable Energy LLC | 56522 | Springhill Gas Recovery Plant | 4945 Highway 273 | Campbellton | FL | 32426 | Jackson | 30.9283 | -85.4261 | FRCC | AEC | PowerSouth Energy Cooperative |  | 22 | NR | 2 | IPP Non-CHP | N |  | Y | 05-161-000 | N |  | N | X |  | West Florida El Coop Assn, Inc | 20371 | FL | 26 |  |  | N | [5 empty] | X | X
54842 | WM Renewable Energy LLC | 56523 | Two Pine Landfill Gas Recovery | 100 Two Pine Dr | North Little Rock | AR | 72117 | Pulaski | 34.8332 | -92.1571 | SERC | MISO | Midcontinent Independent Transmission System Operator, Inc.. |  | 22 | NR | 2 | IPP Non-CHP | N |  | Y | 05-159 | N |  | N | X |  | Entergy Arkansas Inc | 814 | AR | 14 |  |  | N | [5 empty] | X | X
54842 | WM Renewable Energy LLC | 56524 | Austin Gas Recovery | 9900 Giles Rd | Austin | TX | 78754 | Travis | 30.3344 | -97.6217 | TRE | ERCO | Electric Reliability Council of Texas, Inc. |  | 22 | NR | 2 | IPP Non-CHP | N |  | Y | 08-40 | N |  | N | X |  | Austin Energy | 1015 | TX | 12 |  |  | N | [5 empty] | X | X
54842 | WM Renewable Energy LLC | 56525 | Timberline Trail Gas Recovery | N4581 Hutchinson Rd | Weyerhaeser | WI | 54895 | Rusk | 45.4533 | -91.3583 | MRO | MISO | Midcontinent Independent Transmission System Operator, Inc.. |  | 22 | NR | 2 | IPP Non-CHP | N |  | Y | 05-158 | N |  | N | X |  | Dairyland Power Coop | 4716 |  | 12 |  |  | N | [5 empty] | X | X
54842 | WM Renewable Energy LLC | 56526 | Chaffee Gas Recovery | 10860 Olean Rd | Chaffee | NY | 14030 | Erie | 42.5831 | -78.4864 | NPCC | NYIS | New York Independent System Operator |  | 22 | NR | 2 | IPP Non-CHP | N |  | Y | 07-175 | N |  | N | X |  | New York State Elec & Gas Corp | 13511 | NY | 35 |  |  | N | [5 empty] | X | X
54842 | WM Renewable Energy LLC | 56527 | Fitchburg Gas Recovery | Fitchburg Rd, Route 31 | Westminister | MA | 1473 | Worcester | 42.5354 | -71.8481 | NPCC | ISNE | ISO New England Inc. |  | 22 | NR | 2 | IPP Non-CHP | N |  | Y | 08-622-001 | N |  | N | X |  | NSTAR Electric Company | 54913 | MA | 14 |  |  | N | [5 empty] | X | X
54842 | WM Renewable Energy LLC | 56528 | Skyline Gas Recovery | 1201 North Central Ave | Ferris | TX | 75125 | Dallas | 32.5397 | -96.6653 | TRE | ERCO | Electric Reliability Council of Texas, Inc. |  | 22 | NR | 2 | IPP Non-CHP | N |  | Y | 07-136 | N |  | N | X |  | Oncor Electric Delivery Company LLC | 44372 | TX | 12 |  |  | N | [5 empty] | X | X
54842 | WM Renewable Energy LLC | 56529 | Five Oaks Gas Recovery | 800 East 1500 North Rd | Taylorville | IL | 62568 | Christian | 39.5678 | -89.3683 | SERC | MISO | Midcontinent Independent Transmission System Operator, Inc.. |  | 22 | NR | 2 | IPP Non-CHP | N |  | Y | 07-291-000 | N |  | N | X |  | Ameren Illinois Company | 56697 | IL | 69 |  |  | N | [5 empty] | X | X
54842 | WM Renewable Energy LLC | 56530 | DADS Gas Recovery | 3500 South Gun Club Rd | Aurora | CO | 80018 | Arapahoe | 39.6522 | -104.7161 | WECC | PSCO | Public Service Company of Colorado |  | 22 | NR | 2 | IPP Non-CHP | N |  | Y | 08-606-000 | N |  | N | X |  | Public Service Co of Colorado | 15466 | CO | 14 |  |  | N | [5 empty] | X | X
54842 | WM Renewable Energy LLC | 56531 | Waste Management Bethel LFGTE | 100 North Park Lane | Hampton | VA | 23666 | Hampton City | 37.0764 | -76.4444 | SERC | PJM | PJM Interconnection, LLC |  | 22 | NR | 2 | IPP Non-CHP | N |  | Y | 07-71 | N |  | N | X |  | Virginia Electric & Power Co | 19876 | VA | 35 |  |  | N | [5 empty] | X | X
14328 | Pacific Gas & Electric Co | 56532 | Colusa Generating Station | 5025 Delevan Road | Maxwell | CA | 95955 | Colusa | 39.3661 | -122.27 | WECC | CISO | California Independent System Operator | Tehama Canal | 22 | RE | 1 | Electric Utility | N |  | N |  | N |  |  | X |  | Pacific Gas & Electric Co | 14328 | CA | 230 |  |  | N | PACIFIC GAS | PACIFIC GAS |  |  |  | N | X
55733 | Waste Management Energy Solutions Inc | 56533 | Bradley Gas Recovery | 9081 Tujunga Rd | Sun Valley | CA | 91352 | Los Angeles | 34.2356 | -118.3806 | WECC | LDWP | Los Angeles Department of Water and Power |  | 22 | NR | 2 | IPP Non-CHP | N |  | Y | 04-69 | N |  | N | X |  | Los Angeles City of | 11208 | CA | 4 |  |  | N
55733 | Waste Management Energy Solutions Inc | 56534 | El Sobrante Gas Recovery | 10910 Dawson Canyon Rd | Corona | CA | 91719 | Riverside | 33.7938 | -117.4751 | WECC | CISO | California Independent System Operator |  | 22 | NR | 2 | IPP Non-CHP | N |  | Y | 04-70 | N |  | N | X |  | Southern California Edison Co | 17609 | CA | 4 |  |  | N
55733 | Waste Management Energy Solutions Inc | 56535 | Waste Management Simi Valley LFGTE | 2801 Madera Rd | Simi Valley | CA | 93065 | Ventura | 34.2822 | -118.7944 | WECC | CISO | California Independent System Operator |  | 22 | NR | 2 | IPP Non-CHP | N |  | Y | 04-71 | N |  | N | X |  | Southern California Edison Co | 17609 | CA | 4 |  |  | N
55734 | Cow Branch Wind Power, LLC | 56536 | Cow Branch | Intersection AA Hwy & Y Hwy | Tarkio | MO | 64482 | Atchison | 40.4535 | -95.4683 | SERC | AECI | Associated Electric Cooperative, Inc. |  | 22 | NR | 2 | IPP Non-CHP | N |  | Y | 07-253-000 | N |  |  | X |  | Associated Electric Coop, Inc | 924 |  | 69 |  |  | N
55735 | CR Clearing, LLC | 56537 | Conception | Hwy 136 | Stanberry | MO | 64423 | Nodaway | 40.2572 | -94.6722 | SERC | AECI | Associated Electric Cooperative, Inc. |  | 22 | NR | 2 | IPP Non-CHP | N |  | Y | 07-248-000 | N |  |  | X |  | Associated Electric Coop, Inc | 924 |  | 69 |  |  | N
55736 | Loess Hills Wind Farm LLC | 56538 | Loess Hills | East of I 29 and Hwy 136 | Rock Port | MO | 64482 | Atchison | 40.4144 | -95.54 | SERC | AECI | Associated Electric Cooperative, Inc. |  | 22 | NR | 2 | IPP Non-CHP | N |  | Y | 07-241-000 | N |  |  | X |  | City of Rockport - (MO) | 40382 | MO | 12.47 |  |  | N
9267 | Hoosier Energy R E C, Inc | 56539 | Clark-Floyd Landfill Gas Generating | 14304 State Rd. 60 | Borden | IN | 47106 | Clark | 38.4564 | -85.8375 | RFC | MISO | Midcontinent Independent Transmission System Operator, Inc.. |  | 22 | RE | 1 | Electric Utility | N |  | N |  | N |  | N | X |  | Clark County Rural E M C - (IN) | 22822 | IN | 12 |  |  | N | [5 empty] | N | X
34691 | Ormat Nevada Inc | 56540 | Galena 2 Geothermal Power Plant | 20590 Wedge Parkway | Reno | NV | 89511 | Washoe | 39.3732 | -119.7645 | WECC | NEVP | Nevada Power Company | Wells | 22 | NR | 2 | IPP Non-CHP | N |  | Y | 87-383-005 | N |  |  | X |  | Sierra Pacific Power Co | 17166 | NV | 120 |  |  | N
34691 | Ormat Nevada Inc | 56541 | Galena 3 Geothermal Power Plant | 1010 Power Plant Drive | Reno | NV | 89521 | Washoe | 39.3887 | -119.7489 | WECC | NEVP | Nevada Power Company | Wells | 22 | NR | 2 | IPP Non-CHP | N |  | Y | 08-129-000 | N |  |  | X |  | Sierra Pacific Power Co | 17166 | NV | 120 |  |  | N
219 | Alaska Power and Telephone Co | 56542 | Kasidaya Creek Hydro | Near Kasidaya Creek | Skagway | AK | 99840 | Skagway Hoonah Angoon | 59.4072 | -135.3408 | ASCC |  |  | Kawidaya Creek | 22 | RE | 1 | Electric Utility | N |  | N |  | N |  | N | X |  | Alaska Power and Telephone Co | 219 | AK | 34.5 |  |  | N
59883 | NRG Energy Gas & Wind Holdings Inc | 56543 | Eastridge Wind Project | 401 Lone Tree Street | Porter | MN | 56280 | Murray | 43.9358 | -95.9222 | MRO | MISO | Midcontinent Independent Transmission System Operator, Inc.. |  | 22 | NR | 2 | IPP Non-CHP | N |  | N |  | Y | 05-95-000 |  | X |  | Northern States Power Co - Minnesota | 13781 | MN | 69 |  |  | N
59883 | NRG Energy Gas & Wind Holdings Inc | 56544 | Windom Wind Project | 50601 365th Street | Bingham Lake | MN | 56118 | Cottonwood | 43.9578 | -95.1306 | MRO | MISO | Midcontinent Independent Transmission System Operator, Inc.. |  | 22 | NR | 2 | IPP Non-CHP | N |  | Y | 06-45-000,40,3,41,46,47,43,42,44,38,39,49 | N |  |  | X |  | Interstate Power and Light Co | 9417 | MN | 69 |  |  | N
16921 | City of Seneca - (SC) | 56545 | Seneca City of | 250 East North Second St | Seneca | SC | 29678 | Oconee | 34.6875 | -82.9525 | SERC | DUK | Duke Energy Carolinas |  | 22 | RE | 1 | Electric Utility | N |  | N |  | N |  | N | X |  | City of Seneca - (SC) | 16921 | SC | 12.47 |  |  | N
13630 | North Carolina Mun Power Agny #1 | 56546 | Cornelius Delivery No 1 | 20120 Zion St. | Cornelius | NC | 28031 | Mecklenburg | 35.4833 | -80.8569 | SERC | DUK | Duke Energy Carolinas |  | 22 | RE | 1 | Electric Utility | N |  | N |  | N |  | N | X |  | Town of Cornelius - (NC) | 4365 | NC | 12.47 |  |  | N
13630 | North Carolina Mun Power Agny #1 | 56547 | Bostic Delivery No 2 | Harril St. | Bostic | NC | 28018 | Rutherford | 35.3619 | -81.8344 | SERC | DUK | Duke Energy Carolinas |  | 22 | RE | 1 | Electric Utility | N |  | N |  | N |  | N | X |  | Town of Bostic - (NC) | 1987 | NC | 12.47 |  |  | N
13630 | North Carolina Mun Power Agny #1 | 56548 | Drexel Operations Center | 705 Park Avenue | Drexel | NC | 28619 | Burke | 35.7481 | -81.6072 | SERC | DUK | Duke Energy Carolinas |  | 22 | RE | 1 | Electric Utility | N |  | N |  | N |  | N | X |  | Town of Drexel - (NC) | 5372 | NC | 12.47 |  |  | N
13630 | North Carolina Mun Power Agny #1 | 56549 | Granite Falls Walmart | New Farm Rd. | Granite Falls | NC | 28630 | Caldwell | 35.7811 | -81.3928 | SERC | DUK | Duke Energy Carolinas |  | 22 | RE | 1 | Electric Utility | N |  | N |  | N |  | N | X |  | Town of Granite Falls - (NC) | 7496 | NC | 12.47 |  |  | N
13630 | North Carolina Mun Power Agny #1 | 56550 | Huntersville Delivery No 2 | 12000 Old Statesville Rd. | Huntersville | NC | 28078 | Mecklenburg | 35.3832 | -80.8329 | SERC | DUK | Duke Energy Carolinas |  | 22 | RE | 1 | Electric Utility | N |  | N |  | N |  | N | X |  | Town of Huntersville - (NC) | 9087 | NC | 12.47 |  |  | N
13630 | North Carolina Mun Power Agny #1 | 56551 | Landis Delivery No 2 | 420 South Chapel Street | Landis | NC | 28088 | Rowan | 35.542 | -80.6123 | SERC | DUK | Duke Energy Carolinas |  | 22 | RE | 1 | Electric Utility | N |  | N |  | N |  | N | X |  | Town of Landis - (NC) | 10669 | NC | 12.47 |  |  | N
13630 | North Carolina Mun Power Agny #1 | 56552 | Statesville Delivery No 3 | 402 Signal Hill Drive | Statesville | NC | 28625 | Iredell | 35.7972 | -80.8542 | SERC | DUK | Duke Energy Carolinas |  | 22 | RE | 1 | Electric Utility | N |  | N |  | N |  | N | X |  | City of Statesville - (NC) | 18022 | NC | 25 |  |  | N
12944 | City of Morganton - (NC) | 56553 | Catawba River Pollution Control | 1000 Vine Arden Rd. | Morganton | NC | 28655 | Burke | 35.7766 | -81.6643 | SERC | DUK | Duke Energy Carolinas |  | 22132 | RE | 4 | Commercial Non-CHP | N |  | N |  | N |  | N | X |  | City of Morganton - (NC) | 12944 | NC | 12.47 |  |  | N | [5 empty] | X | X
56355 | LES Project Holdings LLC | 56554 | Salt Lake Energy Systems | 6030 W. California Avenue | Salt Lake City | UT | 84104 | Salt Lake | 40.7461 | -112.0339 | WECC | PACE | PacifiCorp - East |  | 22 | NR | 2 | IPP Non-CHP | N |  | Y | 06-170 | N |  | N | X |  | PacifiCorp | 14354 | UT | 13.2 |  |  | N | [5 empty] | N | X
55737 | Wind Capital Holdings, LLC | 56555 | Bluegrass Ridge | Hwy 169 | King City | MO | 64463 | Gentry | 40.1006 | -94.4869 | SERC | AECI | Associated Electric Cooperative, Inc. |  | 22 | NR | 2 | IPP Non-CHP | N |  | Y | 07-222-000 | N |  | N | X |  | Associated Electric Coop, Inc | 924 |  | 161 |  |  | N
55772 | Paducah Power System | 56556 | PPS Power Plant No 1 | 4801 Schneidman Road | Paducah | KY | 42003 | McCracken | 37.0339 | -88.6159 | SERC | LGEE | LG&E and KU Services Company as agent for Louisville Gas and Electric Company and Kentucky Utilities | City Water | 22 | RE | 1 | Electric Utility | N |  | N |  | N |  | N | X |  | Kentucky Utilities Co | 10171 | KY | 161 |  |  | N |  | TEXAS GAS TRANSMISSION LLC |  |  |  | N | X
55838 | Exelon Wind 1, LLC | 56557 | EXC Wind 1 | 15195 Hwy 136 | Gruver | TX | 79040 | Hansford | 36.4983 | -101.4958 | SPP | SWPP | Southwest Power Pool |  | 22 | NR | 2 | IPP Non-CHP | N |  | Y | 05-114-000 | N |  | N | X |  | Southwestern Public Service Co | 17718 | TX | 34.5 |  |  | N
55837 | Exelon Wind 2, LLC | 56558 | EXC Wind 2 | 15198 County Rd. 9 | Gruver | TX | 79040 | Hansford | 36.4886 | -101.4597 | SPP | SWPP | Southwest Power Pool |  | 22 | NR | 2 | IPP Non-CHP | N |  | Y | 05-116-000 | N |  | N | X |  | Southwestern Public Service Co | 17718 | TX | 34.5 |  |  | N
55836 | Exelon Wind 3, LLC | 56559 | EXC Wind 3 | 14790 Hwy 207 | Spearman | TX | 79040 | Hansford | 36.4417 | -101.3497 | SPP | SWPP | Southwest Power Pool |  | 22 | NR | 2 | IPP Non-CHP | N |  | Y | 05-115-000 | N |  | N | X |  | Southwestern Public Service Co | 17718 | TX | 34.5 |  |  | N
55835 | Exelon Wind 4, LLC | 56560 | EXC Wind 4 | Near HWY 136 | Gruver | TX | 79081 | Hansford | 36.4144 | -101.3864 | SPP | SWPP | Southwest Power Pool |  | 22 | NR | 2 | IPP Non-CHP | N |  | Y | 03-13-000 | N |  | N | X |  | Southwestern Public Service Co | 17718 | TX | 115 |  |  | N
55834 | Exelon Wind 5, LLC | 56561 | EXC Wind 5 | Near HWY 54 | Stratford | TX | 73949 | Sherman | 36.4453 | -101.8761 | SPP | SWPP | Southwest Power Pool |  | 22 | NR | 2 | IPP Non-CHP | N |  | Y | 06-289-000 | N |  | N | X |  | Southwestern Public Service Co | 17718 | TX | 34.5 |  |  | N
55833 | Exelon Wind 6, LLC | 56562 | EXC Wind 6 | 15090 FM 119 | Texhoma | TX | 73949 | Sherman | 36.4669 | -101.8222 | SPP | SWPP | Southwest Power Pool |  | 22 | NR | 2 | IPP Non-CHP | N |  | Y | 06-290-001 | N |  |  | X |  | Southwestern Public Service Co | 17718 | TX | 34.5 |  |  | N
55785 | FPL Peetz Table Wind Energy | 56563 | Peetz Table Wind Energy | 9500 County Rd. 78 | Peetz | CO | 80747 | Logan | 40.986 | -103.436 | WECC | PSCO | Public Service Company of Colorado |  | 22 | NR | 2 | IPP Non-CHP | N |  | N |  | Y | 07-875-000 |  | X |  | Public Service Co of Colorado | 15466 | CO | 230 |  |  | N | [5 empty] | X | X
17698 | Southwestern Electric Power Co | 56564 | John W Turk Jr Power Plant | 3711 Highway 355 S | Fulton | AR | 71838 | Hempstead | 33.6497 | -93.8119 | SPP | SWPP | Southwest Power Pool | Red River | 22 | RE | 1 | Electric Utility | N |  | N |  | N |  | N | X |  | Southwestern Electric Power Co | 17698 | AR | 345 |  |  | N |  | NATURAL GAS PL CO OF AMERICA
17698 | Southwestern Electric Power Co | 56565 | J Lamar Stall Unit | 520 North Allen | Shreveport | LA | 71101 | Caddo | 32.5195 | -93.7601 | SPP | SWPP | Southwest Power Pool | Cross Bayou | 22 | RE | 1 | Electric Utility | N |  | N |  | N |  | N | X |  | Southwestern Electric Power Co | 17698 | LA | 345 |  |  | N |  | ENABLE GAS TRANSMISSION LLC |  |  |  | N
918 | City of Aspen- (CO) | 56566 | Castle Creek Hydroplant | 1080 Power Plant Road | Aspen | CO | 81611 | Pitkin | 39.195 | -106.835 | WECC | PSCO | Public Service Company of Colorado | Castle and Maroon Creeks | 22 | RE | 1 | Electric Utility | N |  | N |  | N |  | N | X |  | Holy Cross Electric Assn, Inc | 8773 | CO | 25 |  |  | N | [5 empty] | N | N
56203 | Solar Star NAFB LLC | 56568 | Nellis Air Force Base Solar Array | North Las Vegas Blvd | Las Vegas | NV | 89191 | Clark | 36.2603 | -115.0544 | WECC | NEVP | Nevada Power Company |  | 928 | NR | 4 | Commercial Non-CHP | N |  | Y | 07-173 | N |  |  | X |  | Nevada Power Co | 13407 | NV | 12.47 |  |  | N
9216 | Imperial Irrigation District | 56569 | Niland Gas Turbine Plant | 402 East Beal Road | Niland | CA | 92257 | Imperial | 33.2388 | -115.5045 | WECC | IID | Imperial Irrigation District | Municipality | 22 | RE | 1 | Electric Utility | N |  | N |  | N |  | N | X |  | Imperial Irrigation District | 9216 | CA | 92 |  |  | N | SOUTHERN CALIFORNIA GAS COMPANY |  |  |  |  | N | X
2770 | Terra-Gen Operating Co LLC | 56570 | Terra-Gen VG Wind LLC | 13000 Jameson Road | Tehachapi | CA | 93561 | Kern | 35.1161 | -118.3789 | WECC | CISO | California Independent System Operator |  | 22 | NR | 2 | IPP Non-CHP | N |  | Y | 99-92-001 | N |  |  | X |  | Southern California Edison Co | 17609 | CA | 66.6 |  |  | N
55796 | Eastern Landfill Gas LLC | 56571 | Eastern Landfill Gas LLC | Days Cove Road | White Marsh | MD | 21162 | Baltimore | 39.3897 | -76.392 | RFC | PJM | PJM Interconnection, LLC |  | 22 | NR | 2 | IPP Non-CHP | N |  | N |  | Y | 05-1054-000 | N | X |  | Baltimore Gas & Electric Co | 1167 | MD | 34.5 |  |  | N | [5 empty] | N
55795 | Bethlehem Renewable Energy LLC | 56572 | Bethlehem Renewable Energy LLC | 2335 Applebutter Road | Bethlehem | PA | 18015 | Northampton | 40.6216 | -75.3102 | RFC | PJM | PJM Interconnection, LLC |  | 22 | NR | 2 | IPP Non-CHP | N |  | N |  | Y | 06-657-001 | N | X |  | PPL Electric Utilities Corp | 14715 | PA | 12 |  |  | N | [5 empty] | N
54799 | FPL Energy Oliver County Wind II LLC | 56573 | FPL Energy Oliver Wind II LLC | 1851 33rd Ave; SW | Center | ND | 58530 | Oliver | 47.1528 | -101.1977 | MRO | MISO | Midcontinent Independent Transmission System Operator, Inc.. |  | 22 | NR | 2 | IPP Non-CHP | N |  | N |  | N |  |  | X |  | ALLETE, Inc. | 12647 | MN | 230 |  |  | N | [5 empty] | X | X
59155 | First Wind O&M, LLC | 56575 | Steel Winds Wind Farm | 1951 Hamburg Turnpike | Lackawanna | NY | 12418 | Erie | 42.8167 | -78.8675 | NPCC | NYIS | New York Independent System Operator |  | 22 | NR | 2 | IPP Non-CHP | N |  | Y | QF07-39 | Y | 13-15 | N | X |  | Niagara Mohawk Power Corp. | 13573 | NY | 115 |  |  | N
55832 | Shane's Wind Machine LLC | 56577 | Shane's Wind Machine | 1631 211th Street | Ruthton | MN | 56170 | Pipestone | 44.1508 | -96.1361 | MRO | MISO | Midcontinent Independent Transmission System Operator, Inc.. |  | 22 | NR | 2 | IPP Non-CHP | N |  | Y | 07-247-000 | N |  | N | X |  | Northern States Power Co - Minnesota | 13781 | MN | 34.5 |  |  | N
56808 | Norgard 1 | 56578 | Roadrunner I LLC | 1642 116th Avenue | Lake Benton | MN | 56149 | Lincoln | 44.2906 | -96.4333 | MRO | MISO | Midcontinent Independent Transmission System Operator, Inc.. |  | 22 | NR | 2 | IPP Non-CHP | N |  | Y | 07-236-000 | Y | 05-42-000 | N | X |  | Northern States Power Co - Minnesota | 13781 | MN | 35 |  |  | N
56808 | Norgard 1 | 56579 | Windy Dog I LLC | 1612 116th Ave | Lake Benton | MN | 56149 | Lincoln | 44.2851 | -96.4257 | MRO | MISO | Midcontinent Independent Transmission System Operator, Inc.. |  | 22 | NR | 2 | IPP Non-CHP | N |  | Y | 07-240-000 | Y | 05-43-000 |  | X |  | Northern States Power Co - Minnesota | 13781 | MN | 34 |  |  | N
56807 | Moore 1 | 56580 | Blue Breezes LLC | 11751 357th Ave. | Blue Earth | MN | 56013 | Faribault | 43.6558 | -94.1536 | MRO | MISO | Midcontinent Independent Transmission System Operator, Inc.. |  | 22 | NR | 2 | IPP Non-CHP | N |  | N |  | N |  | N | X |  | Blue Earth Light & Water | 1883 | MN | 12.47 |  |  | N
56807 | Moore 1 | 56581 | Blue Breezes II LLC | 11751 357th Ave. | Blue Earth | MN | 56013 | Faribault | 43.6558 | -94.1564 | MRO | MISO | Midcontinent Independent Transmission System Operator, Inc.. |  | 22 | NR | 2 | IPP Non-CHP | N |  | Y | 07-243-000 | Y | 05-67-000 | N | X |  | Blue Earth Light & Water | 1883 | MN | 12.47 |  |  | N
56808 | Norgard 1 | 56582 | Breezy Bucks II LLC | 1810 166th Ave | Lake Benton | MN | 56149 | Lincoln | 44.3144 | -96.3317 | MRO | MISO | Midcontinent Independent Transmission System Operator, Inc.. |  | 22 | NR | 2 | IPP Non-CHP | N |  | Y | 07-235-000 | Y | 05-39-000 |  | X |  | Northern States Power Co - Minnesota | 13781 | MN | 34.5 |  |  | N
56808 | Norgard 1 | 56583 | Salty Dog I LLC | 1626 116th Ave | Lake Benton | MN | 56149 | Lincoln | 44.2878 | -96.4333 | MRO | MISO | Midcontinent Independent Transmission System Operator, Inc.. |  | 22 | NR | 2 | IPP Non-CHP | N |  | Y | 07-237-000 | Y | 05-40-000 |  | X |  | Northern States Power Co - Minnesota | 13781 | MN | 34.5 |  |  | N
56808 | Norgard 1 | 56584 | Salty Dog II LLC | 1692 180th Street | Lake Benton | MN | 56149 | Lincoln | 44.3147 | -96.3258 | MRO | MISO | Midcontinent Independent Transmission System Operator, Inc.. |  | 22 | NR | 2 | IPP Non-CHP | N |  | Y | 07-238-000 | Y | 05-41-000 |  | X |  | Northern States Power Co - Minnesota | 13781 | MN | 34.5 |  |  | N
56808 | Norgard 1 | 56585 | Wallys Wind Farm LLC | 1192 160th Street | Lake Benton | MN | 56149 | Lincoln | 44.2851 | -96.4333 | MRO | MISO | Midcontinent Independent Transmission System Operator, Inc.. |  | 22 | NR | 2 | IPP Non-CHP | N |  | Y | 07-239-000 | Y | 05-44-000 |  | X |  | Northern States Power Co - Minnesota | 13781 | MN | 34.5 |  |  | N
60661 | Midwest Power Partners LLC | 56586 | Sunset Breeze LLC | 28431 King Avenue | Rushmore | MN | 56168 | Nobles | 43.5811 | -95.78 | MRO | MISO | Midcontinent Independent Transmission System Operator, Inc.. |  | 22 | NR | 2 | IPP Non-CHP | N |  | Y | 07-226-000 | Y | 05-87-000 |  | X |  | Great River Energy | 7570 |  | 69 |  |  | N | [5 empty] | N | N
60661 | Midwest Power Partners LLC | 56587 | Minnesota Breeze LLC | 28431 King Avenue | Rushmore | MN | 56168 | Nobles | 43.5833 | -95.7781 | MRO | MISO | Midcontinent Independent Transmission System Operator, Inc.. |  | 22 | NR | 2 | IPP Non-CHP | N |  | Y | 07-224-000 | Y | 07-223 |  | X |  | Nobles Cooperative Electric | 13684 | MN | 69 |  |  | N
60661 | Midwest Power Partners LLC | 56588 | G Flow Wind LLC | 28431 King Avenue | Rushmore | MN | 56168 | Nobles | 43.5861 | -95.7761 | MRO | MISO | Midcontinent Independent Transmission System Operator, Inc.. |  | 22 | NR | 2 | IPP Non-CHP | N |  | Y | 07-223-000 | Y | 05-83-000 |  | X |  | Nobles Cooperative Electric | 13684 | MN | 69 |  |  | N
60661 | Midwest Power Partners LLC | 56589 | Wolf Wind Enterprises LLC | 28431 King Avenue | Rushmore | MN | 56168 | Nobles | 43.5811 | -95.7758 | MRO | MISO | Midcontinent Independent Transmission System Operator, Inc.. |  | 22 | NR | 2 | IPP Non-CHP | N |  | Y | 07-25-000 | Y | 05-86-000 |  | X |  | Nobles Cooperative Electric | 13684 | MN | 69 |  |  | N
60661 | Midwest Power Partners LLC | 56590 | Green Acres Breeze LLC | 28431 King Avenue | Rushmore | MN | 56168 | Nobles | 43.5861 | -95.7803 | MRO | MISO | Midcontinent Independent Transmission System Operator, Inc.. |  | 22 | NR | 2 | IPP Non-CHP | N |  | Y | 07-227-000 | Y | 05-84-000 |  | X |  | Nobles Cooperative Electric | 13684 | MN | 69 |  |  | N
56568 | United Materials of Great Falls Inc | 56591 | Horseshoe Bend Wind Park | 316 McIver Road | Great Falls | MT | 59404 | Cascade | 47.4983 | -111.4392 | WECC | NWMT | NorthWestern Energy (NWMT) |  | 22 | NR | 2 | IPP Non-CHP | N |  | N |  | N |  |  | X |  | Idaho Power Co | 9191 | ID | 34.5 |  |  | N
56215 | E ON Climate Renewables N America LLC | 56592 | Champion Wind Farm LLC | 1100 County Rd. 140 | Roscoe | TX | 79545 | Nolan | 32.3983 | -100.6481 | TRE | ERCO | Electric Reliability Council of Texas, Inc. |  | 22 | NR | 2 | IPP Non-CHP | N |  | N |  | Y | 07-77 | N | X |  | Oncor Electric Delivery Company LLC | 44372 | TX | 345 |  |  | N | [5 empty] | N | X
56215 | E ON Climate Renewables N America LLC | 56593 | Roscoe Wind Farm LLC | 5722 County Rd. 466 | Roscoe | TX | 79545 | Nolan | 32.4694 | -100.6664 | TRE | ERCO | Electric Reliability Council of Texas, Inc. |  | 22 | NR | 2 | IPP Non-CHP | N |  | N |  | Y | 07-78 | N | X |  | Oncor Electric Delivery Company LLC | 44372 | TX | 345 |  |  | N | [5 empty] | N | X
56215 | E ON Climate Renewables N America LLC | 56594 | Munnsville Wind Farm LLC | 2244 Elm Street | Madison | NY | 13310 | Madison | 42.9086 | -75.5697 | NPCC | NYIS | New York Independent System Operator |  | 22 | NR | 2 | IPP Non-CHP | N |  | N |  | Y | 07-73 | N | X |  | New York State Elec & Gas Corp | 13511 | NY | 46 |  |  | N | [5 empty] | N | X
56808 | Norgard 1 | 56595 | Breezy Bucks I LLC | 1842 166th Ave. | Lake Benton | MN | 56149 | Lincoln | 44.3197 | -96.3317 | MRO | MISO | Midcontinent Independent Transmission System Operator, Inc.. |  | 22 | NR | 2 | IPP Non-CHP | N |  | Y | 07-234-000 | Y | 05-38-000 |  | X |  | Northern States Power Co - Minnesota | 13781 | MN | 34.5 |  |  | N
19545 | Black Hills Power, Inc. d/b/a | 56596 | Wygen III | 20 Wyodak Road | Gillette | WY | 82718 | Campbell | 44.2919 | -105.3806 | WECC | WACM | Western Area Power Administration - Rocky Mountain Region | Wells | 22 | RE | 1 | Electric Utility | N |  | N |  | N |  | N | X |  | Black Hills Power Inc | 19545 | WY | 230 |  |  | N |  | Other - Please explain in pipeline notes below. |  |  | Wygen 3 natural gas startup fuel supplied by pipeline owned by Black Hills and is operated by Black Hills Service Co. | N | X
6205 | City of Farmington - (MO) | 56597 | Elm Street Substation Generators | 400 East Elm Street | Farmington | MO | 63640 | St Francois | 37.7814 | -90.4156 | SERC | MISO | Midcontinent Independent Transmission System Operator, Inc.. |  | 22 | RE | 1 | Electric Utility | N |  | N |  | N |  | N | X |  | City of Farmington - (MO) | 6205 | MO | 12.47 |  |  | N
6205 | City of Farmington - (MO) | 56598 | Walton Street Substation | 654 Walton Street | Farmington | MO | 63640 | St Francois | 37.7881 | -90.4336 | SERC | MISO | Midcontinent Independent Transmission System Operator, Inc.. |  | 22 | RE | 1 | Electric Utility | N |  | N |  | N |  |  | X |  | City of Farmington - (MO) | 6205 | MO | 12.47 |  |  | N
6205 | City of Farmington - (MO) | 56599 | Jefferson Street Substation | 1037 South Jefferson Street | Farmington | MO | 63640 | St Francois | 37.7694 | -90.4258 | SERC | MISO | Midcontinent Independent Transmission System Operator, Inc.. |  | 22 | RE | 1 | Electric Utility | N |  | N |  | N |  |  | X |  | City of Farmington - (MO) | 6205 | MO | 12.47 |  |  | N
6205 | City of Farmington - (MO) | 56600 | Overall Road Station | 4092 Overall Road | Farmington | MO | 63640 | St Francois | 37.7608 | -90.4526 | SERC | MISO | Midcontinent Independent Transmission System Operator, Inc.. |  | 22 | RE | 1 | Electric Utility | N |  | N |  | N |  |  | X |  | City of Farmington - (MO) | 6205 | MO | 12.47 |  |  | N
55847 | Snyder Wind Farm LLC | 56602 | Snyder Wind Farm | County Rd 1121 | Synder | TX | 79549 | Scurry | 32.7393 | -100.7389 | TRE | ERCO | Electric Reliability Council of Texas, Inc. |  | 22 | NR | 2 | IPP Non-CHP | N |  | N |  | N |  |  | X |  | Big Country Electric Coop, Inc | 1591 | TX | 69 |  |  | N
39347 | East Texas Electric Coop, Inc | 56603 | San Jacinto County Peaking Facility | 2101 Pelican Road | Shepherd | TX | 77371 | San Jacinto | 30.4193 | -95.0118 | SERC | MISO | Midcontinent Independent Transmission System Operator, Inc.. |  | 22 | RE | 1 | Electric Utility | N |  | N |  | N |  | N | X |  | Entergy Texas Inc. | 55937 | TX | 138 |  |  | N |  | TENNESSEE GAS PIPELINE COMPANY | NATURAL GAS PL CO OF AMERICA LLC |  |  | N | X
39347 | East Texas Electric Coop, Inc | 56604 | Hardin County Peaking Facility | 8908 U.S. Highway 69 | Kountze | TX | 77625 | Hardin | 30.3038 | -94.2526 | SERC | MISO | Midcontinent Independent Transmission System Operator, Inc.. |  | 22 | RE | 1 | Electric Utility | N |  | N |  | N |  | N | X |  | Entergy Texas Inc. | 55937 | TX | 230 |  |  | N |  | ENBRIDGE PIPELINES EAST TEXAS |  |  |  | N | X
55799 | FPL Energy Langdon Wind LLC | 56605 | Langdon Wind LLC | 10810 Hwy LLC | Langdon | ND | 58249 | Cavalier | 48.63 | -98.315 | MRO | MISO | Midcontinent Independent Transmission System Operator, Inc.. |  | 22 | NR | 2 | IPP Non-CHP | N |  | N |  | N |  | N | X |  | Minnkota Power Coop, Inc | 12658 |  | 230 |  |  | N
1307 | Basin Electric Power Coop | 56606 | Culbertson Generation Station | Hwy 16 | Culbertson | MT | 59218 | Roosevelt | 48.21 | -104.3917 | MRO | SWPP | Southwest Power Pool |  | 22 | RE | 1 | Electric Utility | N |  | N |  | N |  | N | X |  | Basin Electric Power Coop | 1307 | ND | 115 |  |  | N |  | NORTHERN BORDER P L CO |  |  |  | N | X
1307 | Basin Electric Power Coop | 56607 | Prairie Winds ND1 | Hwy 281 | Minot | ND | 58701 | Ward | 47.9336 | -101.2692 | MRO | SWPP | Southwest Power Pool |  | 22 | RE | 1 | Electric Utility | N |  | N |  | N |  | N | X |  | WAPA-- Western Area Power Administration | 27000 | ND | 115 |  |  | N | [5 empty] | X | X
1307 | Basin Electric Power Coop | 56608 | Prairie Winds SD1 | Hwy 83 | Crow Lake | SD | 57382 | Jerauld | 43.8864 | -98.7875 | MRO | SWPP | Southwest Power Pool |  | 22 | RE | 1 | Electric Utility | N |  | N |  | N |  | N | X |  | WAPA-- Western Area Power Administration | 27000 | SD | 230 |  |  | N | [5 empty] | X | X
1307 | Basin Electric Power Coop | 56609 | Dry Fork Station | Interstate 90 | Gillette | WY | 82732 | Campbell | 44.3889 | -105.4608 | WECC | WACM | Western Area Power Administration - Rocky Mountain Region | Wells | 22 | RE | 1 | Electric Utility | N |  | N |  | N |  | N | X |  | Basin Electric Power Coop | 1307 | WY | 230 |  |  | N |  | NORTHERN BORDER P L CO |  |  |  | N | X
1307 | Basin Electric Power Coop | 56610 | Deer Creek Station | Hwy 30 | White | SD | 57276 | Brookings | 44.2908 | -96.5267 | MRO | SWPP | Southwest Power Pool | Wells | 22 | RE | 1 | Electric Utility | N |  | N |  | N |  | N | X |  | Basin Electric Power Coop | 1307 | SD | 345 |  |  | N |  | NORTHERN BORDER P L CO |  |  |  | N | X
55861 | Sandy Creek Energy Associates LP | 56611 | Sandy Creek Energy Station | 2161 Rattlesnake Rd | Riesel | TX | 76682 | McLennan | 31.4744 | -96.9571 | TRE | ERCO | Electric Reliability Council of Texas, Inc. | WMARSS | 22 | NR | 2 | IPP Non-CHP | N |  | N |  | N |  | N | X |  | Oncor Electric Delivery Company LLC | 44372 | TX | 345 |  |  | N
55862 | Logan Wind Energy LLC | 56613 | Logan Wind Energy | 9500 County Road 78 | Peetz | CO | 80747 | Logan | 40.941 | -103.259 | WECC | PSCO | Public Service Company of Colorado |  | 22 | NR | 2 | IPP Non-CHP | N |  | N |  | N |  |  | X |  | Public Service Co of Colorado | 15466 | CO | 230 |  |  | N | [5 empty] | X | X
55866 | Old Trail Wind Farm LLC | 56614 | Old Trail Wind Farm | 13682N 2900 East Road | Ellsworth | IL | 61737 | McLean | 40.4792 | -88.7989 | RFC | PJM | PJM Interconnection, LLC |  | 22 | NR | 2 | IPP Non-CHP | N |  | N |  | Y | EG06-34 | N | X |  | Commonwealth Edison Co | 4110 | IL | 345 |  |  | N
27075 | San Diego County Water Auth | 56615 | Rancho Penasquitos | 12298 Alemania Road | San Diego | CA | 92129 | San Diego | 32.937 | -117.1137 | WECC | CISO | California Independent System Operator | Aqueduct | 22 | NR | 2 | IPP Non-CHP | N |  | N |  | Y | 12-572-002 | N | X |  | San Diego Gas & Electric Co | 16609 | CA | 12 |  |  | N
55925 | Novo Biopower LLC | 56616 | Novo BioPower Plant | Highway Spur 277 N | Snowflake | AZ | 85937 | Navajo | 34.5032 | -110.335 | WECC | AZPS | Arizona Public Service Company | Wells | 22 | NR | 2 | IPP Non-CHP | N |  | N |  | Y | 06-67-000 | N | X |  | Arizona Public Service Co | 803 | AZ | 69 |  |  | N | NARRAGANSETT ELECTRIC CO GAS DIV RI | NATIONAL FUEL GAS SUPPLY CORPORATION |  |  |  | N | N
57170 | EDF Renewable Asset Holdings, Inc. | 56617 | Fenton Wind Farm | 729 21 St. Street | Chandler | MN | 56122 | Murray | 43.8528 | -96.0183 | MRO | MISO | Midcontinent Independent Transmission System Operator, Inc.. |  | 22 | NR | 2 | IPP Non-CHP | N |  | N |  | N |  |  | X |  | Northern States Power Co - Minnesota | 13781 | MN | 34.5 |  |  | N
55868 | Noble Wind Operations LLC | 56618 | Noble Clinton Windpark LLC | 386 Ryan Road | Churubusco | NY | 12923 | Clinton | 44.8914 | -74.0061 | NPCC | NYIS | New York Independent System Operator |  | 22 | NR | 2 | IPP Non-CHP | N |  | N |  | N |  | N | X |  | New York Power Authority | 15296 |  | 230 |  |  | N
55868 | Noble Wind Operations LLC | 56619 | Noble Ellenburg Windpark LLC | 386 Ryan Road | Churubusco | NY | 12923 | Clinton | 44.8914 | -74.0061 | NPCC | NYIS | New York Independent System Operator |  | 22 | NR | 2 | IPP Non-CHP | N |  | N |  | N |  |  | X |  | New York Power Authority | 15296 |  | 230 |  |  | N
55868 | Noble Wind Operations LLC | 56620 | Noble Bliss Windpark LLC | 7740 Cadwell Road | Bliss | NY | 14024 | Wyoming | 42.5367 | -78.3047 | NPCC | NYIS | New York Independent System Operator |  | 22 | NR | 2 | IPP Non-CHP | N |  | N |  | N |  |  | X |  | Village of Arcade - (NY) | 122 | NY | 115 |  |  | N
59883 | NRG Energy Gas & Wind Holdings Inc | 56621 | Sleeping Bear LLC | Route 2 Box 152 | Woodward | OK | 73801 | Harper | 36.6403 | -99.5006 | SPP | SWPP | Southwest Power Pool |  | 22 | NR | 2 | IPP Non-CHP | N |  | N |  | Y | ER05-1282, ER98-4643, EG98-52 | N | X |  | Western Farmers Elec Coop, Inc | 20447 |  | 138 |  |  | N
15399 | Avangrid Renewables LLC | 56622 | Providence Heights Wind LLC | 8547 Wyanet Walnut Road | Tiskilwa | IL | 61368 | Bureau | 41.2294 | -89.5572 | RFC | PJM | PJM Interconnection, LLC |  | 22 | NR | 2 | IPP Non-CHP | N |  | N |  | N |  |  | X |  | Commonwealth Edison Co | 4110 | IL | 138 |  |  | N
55880 | Telocaset Wind Power Partners | 56623 | Elkhorn Valley Wind Farm | 53777 OR Highway 237 | Union | OR | 97883 | Union | 45.0852 | -117.8163 | WECC | IPCO | Idaho Power Company |  | 22 | NR | 2 | IPP Non-CHP | N |  | N |  | N |  |  | X |  | Idaho Power Co | 9191 | OR | 230 |  |  | N | [5 empty] | X | X
57158 | Ewington Wind Project | 56624 | BC Energy LLC | 1800 South Shore Drive | Worthington | MN | 56187 | Jackson | 43.6183 | -95.4253 | MRO | MISO | Midcontinent Independent Transmission System Operator, Inc.. |  | 22 | NR | 2 | IPP Non-CHP | N |  | Y | 07-219-000 | N |  | N | X |  | Great River Energy | 7570 | MN | 69 |  |  | N
57158 | Ewington Wind Project | 56625 | KC Energy LLC | 1800 South Shore Drive | Worthington | MN | 56187 | Jackson | 43.6292 | -95.4169 | MRO | MISO | Midcontinent Independent Transmission System Operator, Inc.. |  | 22 | NR | 2 | IPP Non-CHP | N |  | Y | 07-218-000 | N |  | N | X |  | Great River Energy | 7570 | MN | 69 |  |  | N
57158 | Ewington Wind Project | 56626 | K&D Energy LLC | 32804 780th Street | Worthington | MN | 56187 | Jackson | 43.6181 | -95.4172 | MRO | MISO | Midcontinent Independent Transmission System Operator, Inc.. |  | 22 | NR | 2 | IPP Non-CHP | N |  | Y | 07-217-000 | N |  | N | X |  | Great River Energy | 7570 | MN | 69 |  |  | N
57158 | Ewington Wind Project | 56627 | KSS Turbines LLC | 38110 908th Street | Worthington | MN | 56187 | Jackson | 43.6247 | -95.4314 | MRO | MISO | Midcontinent Independent Transmission System Operator, Inc.. |  | 22 | NR | 2 | IPP Non-CHP | N |  | Y | 07-226-000 | N |  | N | X |  | Great River Energy | 7570 | MN | 69 |  |  | N
56805 | Exelon Wind LLC | 56628 | Prairie Wind Power LLC | 32804 780th Street | Worthington | MN | 56187 | Jackson | 43.5958 | -95.3833 | MRO | MISO | Midcontinent Independent Transmission System Operator, Inc.. |  | 22 | NR | 2 | IPP Non-CHP | N |  | Y | 07-216-000 | N |  | N | X |  | Great River Energy | 7570 |  | 69 |  |  | N | [5 empty] | X | X
54895 | FirstLight Power Resources Services LLC | 56629 | Waterbury Generation | 725 Bank Street | Waterbury | CT | 6708 | New Haven | 41.5444 | -73.0417 | NPCC | ISNE | ISO New England Inc. | City of Waterbury/Municipality | 22 | NR | 2 | IPP Non-CHP | N |  | N |  | N |  | N | X |  | Connecticut Light & Power Co | 4176 | CT | 115 |  |  | N |  | Algonquin Gas Transmission Company |  |  |  | N | N
12647 | ALLETE, Inc. | 56630 | Taconite Ridge 1 Wind Energy Center | Hwy 53 & St Louis Cty Hwy 102 | Mountain Iron | MN | 55768 | St Louis | 47.5747 | -92.5917 | MRO | MISO | Midcontinent Independent Transmission System Operator, Inc.. |  | 22 | RE | 1 | Electric Utility | N |  | N |  | N |  |  | X |  | ALLETE, Inc. | 12647 | MN | 115 |  |  | N | [5 empty] | X | X
19281 | Turlock Irrigation District | 56631 | Turlock Irrigation District Fuel Cell | 901 S. Walnut Road | Turlock | CA | 95380 | Stanislaus | 37.4833 | -120.8675 | WECC | TIDC | Turlock Irrigation District |  | 22 | RE | 1 | Electric Utility | N |  | N |  | N |  | N | X |  | Turlock Irrigation District | 19281 | CA | 12
59155 | First Wind O&M, LLC | 56633 | Dutch Hill Wind Project | 11219 Dutch Hill Road | Cohocton | NY | 14826 | Steuben | 42.5456 | -77.4967 | NPCC | NYIS | New York Independent System Operator |  | 22 | NR | 2 | IPP Non-CHP | N |  | N |  | Y | EG09-27 | N | X |  | New York State Elec & Gas Corp | 13511 | NY | 230 |  |  | N
59155 | First Wind O&M, LLC | 56634 | Cohocton Wind Project | Brown Road | Cohocton | NY | 14826 | Steuben | 42.45 | -77.52 | NPCC | NYIS | New York Independent System Operator |  | 22 | NR | 2 | IPP Non-CHP | N |  | N |  | Y | EG09-26 | N | X |  | New York State Elec & Gas Corp | 13511 | NY | 230 |  |  | N
55873 | Harvest Windfarm, LLC | 56635 | Harvest | 250N Maxwell Road | Elkton | MI | 48731 | Huron | 43.83 | -83.2064 | RFC | MISO | Midcontinent Independent Transmission System Operator, Inc.. |  | 22 | NR | 2 | IPP Non-CHP | N |  | Y | 07-29-000 | N |  | N | X |  | International Transmission Company DBA I | 56068 |  | 120 |  |  | N
55891 | Hot Springs Windfarm, LLC | 56636 | Mountain Home | 18645 Old Oregon Trail Road | Mountain Home | ID | 83623 | Elmore | 43.0272 | -115.4656 | WECC | IPCO | Idaho Power Company |  | 22 | NR | 2 | IPP Non-CHP | N |  | Y | 07-37-000 | N |  | N | X |  | Idaho Power Co | 9191 | ID | 138 |  |  | N
55890 | Bennett Creek Windfarm LLC | 56637 | Bennett Creek Windfarm LLC | 9505 SE Donetta Drive | Glenns Ferry | ID | 83623 | Elmore | 43.0536 | -115.4803 | WECC | IPCO | Idaho Power Company |  | 22 | NR | 2 | IPP Non-CHP | N |  | Y | 07-36-000 | N |  | N | X |  | Idaho Power Co | 9191 | ID | 138 |  |  | N
19740 | AES Wind Generation Inc | 56638 | Buffalo Gap 3 Wind Farm | 4220-A FM 126 | Nolan | TX | 79537 | Nolan | 32.2878 | -100.1 | TRE | ERCO | Electric Reliability Council of Texas, Inc. |  | 22 | NR | 2 | IPP Non-CHP | N |  | N |  | N |  |  | X |  | AEP Texas Central Company | 3278 | TX | 34 |  |  | N
59527 | Calpeak Operating Services, LLC | 56639 | Midway Peaking LLC | 43627 West Panoche Road | Firebaugh | CA | 93622 | Fresno | 36.6541 | -120.5797 | WECC | CISO | California Independent System Operator | UNK | 22 | NR | 2 | IPP Non-CHP | N |  | N |  | Y | EG01-260 | N | X |  | Pacific Gas & Electric Co | 14328 | CA | 115 |  |  | N |  | PACIFIC GAS |  |  |  | N
55931 | Orion Energy Group LLC | 56640 | Camp Grove Wind Farm | RR2, Box 55B | Wyoming | IL | 61491 | Stark | 41.0906 | -89.6398 | RFC | PJM | PJM Interconnection, LLC |  | 22 | NR | 2 | IPP Non-CHP | N |  | N |  | Y | 07-1136 | N | X |  | Commonwealth Edison Co | 4110 | IL | 138 |  |  | N | [5 empty] | N | N
13407 | Nevada Power Co | 56642 | Ely Energy Center | Hwy 93, 20miles N.of Ely, NV | Ely | NV | 89301 | White Pine | 39.5 | -114.7833 | WECC | NEVP | Nevada Power Company | Wells | 22 | RE | 1 | Electric Utility | N |  | N |  | N |  | N | X |  | Nevada Power Co | 13407 | NV | 500
55893 | St Paul Cogeneration LLC | 56643 | St Paul Cogeneration | 125 Shepard Road W | St. Paul | MN | 55102 | Ramsey | 44.9429 | -93.0966 | MRO | MISO | Midcontinent Independent Transmission System Operator, Inc.. | Wells | 22 | NR | 3 | IPP CHP | N |  | N |  | Y | 03-94-000, 00-57-000 | N | X |  | Northern States Power Co - Minnesota | 13781 | MN | 115 |  |  | N | NORTHERN STATES PWR CO |  |  |  |  | N | X
49893 | Invenergy Services LLC | 56644 | Stanton Wind Energy LLC | 2646 State Highway 137 | Lenorah | TX | 79749 | Martin | 32.2353 | -101.8367 | TRE | ERCO | Electric Reliability Council of Texas, Inc. |  | 22 | NR | 2 | IPP Non-CHP | N |  | N |  | N |  | N | X |  | Oncor Electric Delivery Company LLC | 44372 | TX | 138 |  |  | N
55901 | Osceola Windpower LLC | 56645 | Osceola Windpower LLC | 6952 Hwy 9 | Harris | IA | 51345 | Osceola | 43.4303 | -95.4167 | MRO | SWPP | Southwest Power Pool |  | 22 | NR | 2 | IPP Non-CHP | N |  | N |  | N |  |  | X |  | Osceola Electric Coop, Inc | 14202 | IA | 230 |  |  | N
5906 | EDF Renewable Services Inc | 56646 | Chandler Hills Wind Farm | 575 41st Street | Chandler | MN | 56122 | Murray | 43.917 | -95.954 | MRO | MISO | Midcontinent Independent Transmission System Operator, Inc.. |  | 22 | NR | 2 | IPP Non-CHP | N |  | N |  | N |  |  | X |  | Nobles Cooperative Electric | 13684 | MN | 12.47 |  |  | N
56484 | Butler Ridge Wind Energy Center | 56647 | Butler Ridge | W1724 ILLINOIS ROAD | Mayville | WI | 53050 | Dodge | 43.4003 | -88.4811 | MRO | MISO | Midcontinent Independent Transmission System Operator, Inc.. | n/a | 22 | NR | 2 | IPP Non-CHP | N |  | N |  | N |  | N | X |  | American Transmission Co | 659 | WI | 138 |  |  | N
58353 | NextEra Energy Majestic Wind | 56648 | Majestic 1 Wind Farm | 580 FM 1342 | Panhandle | TX | 79068 | Carson | 35.3919 | -101.53 | SPP | SWPP | Southwest Power Pool | n/a | 22 | NR | 2 | IPP Non-CHP | N |  | N |  | N |  | N | X |  | Southwestern Public Service Co | 17718 | TX | 115 |  |  | N
55397 | NRG Energy Inc | 56649 | South Trent Wind Farm | 1101 CR 190 | Sweetwater | TX | 79556 | Nolan | 32.4081 | -100.1286 | TRE | ERCO | Electric Reliability Council of Texas, Inc. |  | 22 | NR | 2 | IPP Non-CHP | N |  | N |  | Y | 08-20-000 | N | X |  | Oncor Electric Delivery Company LLC | 44372 | TX | 138 |  |  | N | [5 empty] | X | X
59102 | Wessington Wind | 56650 | Wessington Springs | 230th Street & 380th Avenue | Wessington Springs | SD | 57382 | Jerauld | 44.0025 | -98.5908 | MRO | SWPP | Southwest Power Pool | n/a | 22 | NR | 2 | IPP Non-CHP | N |  | N |  | N |  |  | X |  | WAPA-- Western Area Power Administration | 27000 | SD | 230 |  |  | N
56385 | Duke Energy DEGS North Allegheny | 56651 | North Allegheny Windpower Project | St. Hwy 53 & US Hwy 22 | Lilly | PA | 15938 | Blair | 40.4381 | -78.5436 | RFC | PJM | PJM Interconnection, LLC | n/a | 22 | NR | 2 | IPP Non-CHP | N |  | N |  | N |  |  | X |  | Pennsylvania Electric Co | 14711 | PA | 230 |  |  | N
56482 | Gamesa Wind US | 56653 | Crescent Ridge II Wind Energy Project | 500 N Ave & 1325 E Street | Bradford | IL | 61368 | Bureau | 41.2214 | -89.6017 | RFC | PJM | PJM Interconnection, LLC |  | 22 | NR | 2 | IPP Non-CHP | N |  | N |  | N |  |  | X |  | Commonwealth Edison Co | 4110 | IL | 138 |  |  | N
56545 | Pattern Operators LP | 56654 | Hatchet Ridge Wind Project | 19400 Bunch Grass Lookout Rd | Burney | CA | 96013 | Shasta | 40.8981 | -121.8036 | WECC | CISO | California Independent System Operator |  | 22 | NR | 2 | IPP Non-CHP | N |  | N |  | N |  | N | X |  | Pacific Gas & Electric Co | 14328 | CA | 230 |  |  | N | [5 empty] | X | X
56545 | Pattern Operators LP | 56655 | Seldom Seen Wind LLC | Miller St & Main St | Hastings | PA | 16646 | Cambria | 40.6958 | -78.6631 | RFC | PJM | PJM Interconnection, LLC |  | 22 | NR | 2 | IPP Non-CHP | N |  | N |  | N |  | N | X |  | Pennsylvania Electric Co | 14711 | OH | 115 |  |  | N | [5 empty] | X | X
56545 | Pattern Operators LP | 56656 | Aragonne Mesa Phase II | Hwy 54 & Hwy 219 | Santa Rosa | NM | 88435 | Guadalupe | 34.8428 | -104.9761 | WECC | PNM | Public Service Company of New Mexico |  | 22 | NR | 2 | IPP Non-CHP | N |  | N |  | N |  | N | X |  | Public Service Co of NM | 15473 | NM | 345 |  |  | N | [5 empty] | X | X
56482 | Gamesa Wind US | 56657 | Lancaster Wind Farm Project | Winneshiek Rd & Tower Rd | Freeport | IL | 61032 | Stephenson | 42.3539 | -89.5878 | RFC | PJM | PJM Interconnection, LLC |  | 22 | NR | 2 | IPP Non-CHP | N |  | N |  | N |  |  | X |  | Commonwealth Edison Co | 4110 | IL | 138
56545 | Pattern Operators LP | 56658 | Majestic 2 Wind Farm | 580 FM 1342 | Panhandle | TX | 79068 | Carson | 35.3922 | -101.5858 | TRE | ERCO | Electric Reliability Council of Texas, Inc. |  | 22 | NR | 2 | IPP Non-CHP | N |  | N |  | N |  |  | X |  | Southwestern Public Service Co | 17718 | TX | 115 |  |  | N | [5 empty] | X | X
56951 | Michigan Wind 2, LLC | 56659 | Michigan Wind 2 | 2690 Leppek Road | Minden City | MI | 48475 | Sanilac | 43.6631 | -82.7469 | RFC | MISO | Midcontinent Independent Transmission System Operator, Inc.. |  | 22 | NR | 2 | IPP Non-CHP | N |  | N |  | Y | 11-100-000 | N | X |  | ITC Transmission | 56068 | MI | 120 |  |  | N
56545 | Pattern Operators LP | 56661 | Pattern Gulf Wind | 803 Gulf Wind Road | Armstrong | TX | 78338 | Kenedy | 27.0011 | -97.5994 | TRE | ERCO | Electric Reliability Council of Texas, Inc. |  | 22 | NR | 2 | IPP Non-CHP | N |  | N |  | Y | 08-35-000 | N | X |  | AEP Texas Central Company | 3278 | TX | 345 |  |  | N | [5 empty] | X | X
56545 | Pattern Operators LP | 56662 | Texas Gulf Wind 2 | 803 Gulf Wind Road | Armstrong | TX | 78338 | Kenedy | 27.0011 | -97.5994 | TRE | ERCO | Electric Reliability Council of Texas, Inc. |  | 22 | NR | 2 | IPP Non-CHP | N |  | N |  | N |  |  | X |  | AEP Texas Central Company | 3278 | TX | 345 |  |  | N | [5 empty] | X | X
56545 | Pattern Operators LP | 56663 | El Paso Wind Project | I-39 & Hwy 24 | El Paso | IL | 61738 | Woodford | 40.72 | -89.0828 | RFC | MISO | Midcontinent Independent Transmission System Operator, Inc.. |  | 22 | NR | 2 | IPP Non-CHP | N |  | N |  | N |  |  | X |  |  |  |  | 345 |  |  | N | [5 empty] | X | X
55918 | Acciona Wind Energy USA LLC | 56665 | Dempsey Ridge Wind Farm | 10302 N 2890 Rd | Cheyenne | OK | 73628 | Roger Mills | 35.5298 | -99.8145 | SPP | SWPP | Southwest Power Pool |  | 22 | NR | 2 | IPP Non-CHP | N |  | N |  | Y | 11-75-000 | N | X |  | Public Service Co of Oklahoma | 15474 | OK | 230 |  |  | N | [5 empty] | X | X
14354 | PacifiCorp | 56666 | Goodnoe Hills | 1332 Hoctor Road | Goldendale | WA | 98620 | Klickitat | 45.7818 | -120.5212 | WECC | PACW | PacifiCorp - West |  | 22 | RE | 1 | Electric Utility | N |  | N |  | N |  |  | X |  | PacifiCorp | 14354 | WA | 230 |  |  | N
55910 | Lanai Sustainability Research LLC | 56667 | Lanai Solar-Electric Plant | Manele Road & Kaumalapau Hwy | Lanai City | HI | 96763 | Maui | 20.7667 | -156.9233 | HICC |  |  |  | 22 | NR | 2 | IPP Non-CHP | N |  | N |  | N |  |  | X |  | Maui Electric Co Ltd | 11843 | HI | 12 |  |  | Y
14405 | Power Choice/Pepco Energy Serv | 56668 | NIH Cogeneration Facility | 9000 Rockville Pike Bldg 11A | Bethesda | MD | 20892 | Montgomery | 39 | -77.0939 | RFC | PJM | PJM Interconnection, LLC | Municipality | 622 | NR | 5 | Commercial CHP | Y | 02-83-000 | N |  | N |  | N | X |  | Potomac Electric Power Co | 15270 | MD | 13.8 |  |  | N | WASHINGTON GAS LIGHT COMPANY |  |  |  |  | N
55918 | Acciona Wind Energy USA LLC | 56669 | Tatanka Wind Power LLC | 10002 - 359th Avenue SE | Ashley | ND | 58413 | Dickey | 45.9593 | -98.9463 | MRO | MISO | Midcontinent Independent Transmission System Operator, Inc.. |  | 22 | NR | 2 | IPP Non-CHP | N |  | N |  | Y | 07-87-000 | N | X |  | Montana-Dakota Utilities Co | 12199 | ND | 230 |  |  | N | [5 empty] | X | X
55918 | Acciona Wind Energy USA LLC | 56670 | Velva Windfarm LLC | 4626 Highway 41, POB 540 | Velva | ND | 58790 | McHenry | 48.0836 | -100.9215 | MRO | MISO | Midcontinent Independent Transmission System Operator, Inc.. |  | 22 | NR | 2 | IPP Non-CHP | N |  | Y | 06-26-000 | N |  | N | X |  | Northern States Power Co - Minnesota | 13781 | ND | 115 |  |  | N | [5 empty] | X | X
55924 | Longview Power, LLC | 56671 | Longview Power Plant | 1375 Fort Martin Road | Maidsville | WV | 26541 | Monongalia | 39.7079 | -79.959 | RFC | PJM | PJM Interconnection, LLC | Monongahela River | 22 | NR | 2 | IPP Non-CHP | N |  | N |  | N |  | N | X |  | Monongahela Power Co | 12796 | WV | 500 |  |  | N | HOPE GAS INC |  |  |  |  | Y | Y
55922 | Whirlwind Energy LLC | 56673 | Whirlwind Energy Center | 1683 County Rd 271 | Floydada | TX | 79235 | Floyd | 34.105 | -101.0986 | TRE | ERCO | Electric Reliability Council of Texas, Inc. |  | 22 | NR | 2 | IPP Non-CHP | N |  | N |  | N |  | N | X |  | AEP Texas North Company | 20404 | TX | 69 |  |  | N | [5 empty] | N | X
11269 | Lower Colorado River Authority | 56674 | Winchester Power Park | 1260 Farm to Market Road 448 | Winchester | TX | 78945 | Fayette | 30.0381 | -96.9875 | TRE | ERCO | Electric Reliability Council of Texas, Inc. |  | 22 | RE | 1 | Electric Utility | N |  | N |  | N |  | N | X |  | Lower Colorado River Authority | 11269 |  | 138 |  |  | N |  | ENERGY TRANSFER COMPANY TEXAS PL LTD |  |  |  | X | X
55927 | Power4Georgians LLC | 56675 | Plant Washington | Mayview Road | Sandersville | GA | 31082 | Washington | 33.0647 | -82.745 | SERC | SOCO | Southern Company Services, Inc. - Trans | Oconee River, groundwater | 22 | RE | 1 | Electric Utility | N |  | N |  | N |  | Y | Y | OS | Georgia Transmission Corp | 7197 | GA | 500
20323 | Wellhead Services Inc | 56676 | Margarita Energy Center | 28400 Antonio Parkway | Ladera Ranch | CA | 92694 | Orange | 33.5494 | -117.6278 | WECC | CISO | California Independent System Operator | Municipality | 22 | NR | 2 | IPP Non-CHP | N |  | N |  | N |  | N | X |  | San Diego Gas & Electric Co | 16609 | CA | 138 |  |  | N | [5 empty] | N | X
12341 | MidAmerican Energy Co | 56677 | Charles City Wind Farm | 1005 5th St. | Charles City | IA | 50616 | Floyd | 43.0003 | -92.62 | MRO | MISO | Midcontinent Independent Transmission System Operator, Inc.. |  | 22 | RE | 1 | Electric Utility | N |  | N |  | N |  | N | X |  | MidAmerican Energy Co | 12341 | IA | 69 |  |  | N
55931 | Orion Energy Group LLC | 56679 | Benton County Wind Farm | 8557W. 600N | Earl Park | IN | 47942 | Benton | 40.695 | -87.4886 | RFC | MISO | Midcontinent Independent Transmission System Operator, Inc.. |  | 22 | NR | 2 | IPP Non-CHP | N |  | N |  | Y | 08-561 | N | X |  | Northern Indiana Pub Serv Co | 13756 | IN | 138 |  |  | N | [5 empty] | N | N
55938 | Industrial Power Generating Company LLC | 56680 | Wicomico | 6967 Brick Kiln Rd | Salisbury | MD | 21801 | Wicomico | 38.3847 | -75.6344 | RFC | PJM | PJM Interconnection, LLC | Municipality | 22 | NR | 2 | IPP Non-CHP | N |  | N |  | N |  | N | X |  | Delmarva Power | 5027 | MD | 25 |  |  | N | [5 empty] | X
55938 | Industrial Power Generating Company LLC | 56681 | Amelia | 20221 Maplewood Rd | Jetersville | VA | 23083 | Amelia | 37.3097 | -78.0589 | SERC | PJM | PJM Interconnection, LLC |  | 22 | NR | 2 | IPP Non-CHP | N |  | N |  | N |  | N | X |  | Virginia Electric & Power Co | 19876 | VA | 34.5 |  |  | N | [5 empty] | X
55938 | Industrial Power Generating Company LLC | 56682 | Brunswick Landfill Gas | 107 Mallard Crossing Rd | Lawrenceville | VA | 23868 | Brunswick | 36.7639 | -77.8108 | SERC | PJM | PJM Interconnection, LLC | Wells | 22 | NR | 2 | IPP Non-CHP | N |  | N |  | N |  | N | X |  | Virginia Electric & Power Co | 19876 | VA | 34.5 |  |  | N
55938 | Industrial Power Generating Company LLC | 56683 | Charles City | 7960 Chambers Rd | Providence Forge | VA | 23030 | Charles City | 37.4389 | -77.1286 | SERC | PJM | PJM Interconnection, LLC | Wells | 22 | NR | 2 | IPP Non-CHP | N |  | N |  | N |  | N | X |  | Virginia Electric & Power Co | 19876 | VA | 34.5 |  |  | N
55938 | Industrial Power Generating Company LLC | 56684 | Chesterfield Landfill Gas | 11740 Lewis Rd | Chester | VA | 23831 | Chesterfield | 37.3517 | -77.4969 | SERC | PJM | PJM Interconnection, LLC | Municipality | 22 | NR | 2 | IPP Non-CHP | N |  | N |  | N |  | N | X |  | Virginia Electric & Power Co | 19876 | VA | 34.5 |  |  | N
55938 | Industrial Power Generating Company LLC | 56686 | King & Queen | 4445 Iris Rd | Little Plymouth | VA | 23091 | King and Queen | 37.6711 | -76.76 | SERC | PJM | PJM Interconnection, LLC | Wells | 22 | NR | 2 | IPP Non-CHP | N |  | N |  | N |  | N | X |  | Virginia Electric & Power Co | 19876 | VA | 34.5 |  |  | N
55938 | Industrial Power Generating Company LLC | 56687 | Mountain View | 5074 Buchanan Trail West | Greencastle | PA | 17225 | Franklin | 39.8014 | -77.7883 | RFC | PJM | PJM Interconnection, LLC | Municipality | 22 | NR | 2 | IPP Non-CHP | N |  | N |  | N |  | N | X |  | PPL Electric Utilities Corp | 14715 | PA | 34.5 |  |  | N
55938 | Industrial Power Generating Company LLC | 56688 | New Bern | 7420 Old US 70 West | New Bern | NC | 28562 | Craven | 35.1681 | -77.2267 | SERC | CPLE | Progress Energy Carolinas - EAST | Municipality | 22 | NR | 2 | IPP Non-CHP | N |  | N |  | N |  | N | X |  | Duke Energy Progress - (NC) | 3046 | NC | 25 |  |  | N
55938 | Industrial Power Generating Company LLC | 56690 | Pine Grove | 1 Penn Dye St | Pine Grove | PA | 17963 | Schuylkill | 40.5553 | -76.3886 | RFC | PJM | PJM Interconnection, LLC | Municipality | 22 | NR | 2 | IPP Non-CHP | N |  | N |  | N |  | N | X |  | PPL Electric Utilities Corp | 14715 | PA | 69 |  |  | N
55938 | Industrial Power Generating Company LLC | 56692 | Rockville 1 & 2 | 2369 Lanier Rd | Rockville | VA | 23146 | Goochland | 37.7036 | -77.6639 | SERC | PJM | PJM Interconnection, LLC | Wells | 22 | NR | 2 | IPP Non-CHP | N |  | N |  | N |  | N | X |  | Virginia Electric & Power Co | 19876 | VA | 34.5 |  |  | N
55938 | Industrial Power Generating Company LLC | 56693 | Virginia Beach | 1997 Jake Sears Rd | Virginia Beach | VA | 23464 | Virginia Beach City | 36.7858 | -76.2019 | SERC | PJM | PJM Interconnection, LLC | Municipality | 22 | NR | 2 | IPP Non-CHP | N |  | N |  | N |  | N | X |  | Virginia Electric & Power Co | 19876 | VA | 34.5 |  |  | N
55939 | Columbia Basin Hydropower | 56694 | Russell D Smith | 7 mi S of Othello on Hwy 17 | Othello | WA | 99344 | Adams | 46.7392 | -119.1122 | WECC | BPAT | Bonneville Power Administration | Irrigation canal | 22 | RE | 1 | Electric Utility | N |  | N |  | N |  | N | X |  | Bonneville Power Administration | 1738 | WA | 34.5 |  |  | N | [5 empty] | X | X
55939 | Columbia Basin Hydropower | 56695 | Summer Falls Power Plant | 29313 Pinto Ridge Road NE | Coulee City | WA | 99115 | Grant | 47.5025 | -119.2917 | WECC | AVA | Avista Corporation | Irrigation canal | 22 | RE | 1 | Electric Utility | N |  | N |  | N |  | N | X |  | Avista Corp | 20169 | WA | 115 |  |  | N | [5 empty] | X | X
55939 | Columbia Basin Hydropower | 56696 | Eltopia Branch Canal 4.6 | 2481 Hooper Road | Pasco | WA | 99301 | Franklin | 46.3784 | -119.2545 | WECC | BPAT | Bonneville Power Administration | Irrigation canal | 22 | RE | 1 | Electric Utility | N |  | N |  | N |  | N | X |  | Bonneville Power Administration | 1738 | WA | 13.8 |  |  | N | [5 empty] | X | X
55939 | Columbia Basin Hydropower | 56697 | Potholes East Canal 66.0 | 9440 Sagemoor Road | Pasco | WA | 99301 | Franklin | 46.3785 | -119.2544 | WECC | BPAT | Bonneville Power Administration | Irrigation canal | 22 | RE | 1 | Electric Utility | N |  | N |  | N |  | N | X |  | Bonneville Power Administration | 1738 | WA | 13.8 |  |  | N | [5 empty] | X | X
55939 | Columbia Basin Hydropower | 56698 | Main Canal Headworks | Below east end Dry Falls Dam | Coulee City | WA | 99115 | Grant | 47.6164 | -119.2992 | WECC | AVA | Avista Corporation | Irrigation canal | 22 | RE | 1 | Electric Utility | N |  | N |  | N |  | N | X |  | Avista Corp | 20169 | WA | 115 |  |  | N | [5 empty] | X | X
59883 | NRG Energy Gas & Wind Holdings Inc | 56699 | Forward Windpower LLC | 3202 Ridge Road | Berlin | PA | 15501 | Somerset | 40.0853 | -78.8633 | RFC | PJM | PJM Interconnection, LLC |  | 22 | NR | 2 | IPP Non-CHP | N |  | N |  | Y | 08-293-000 | N | X |  | Pennsylvania Electric Co | 14711 | PA | 38.5 |  |  | N
59883 | NRG Energy Gas & Wind Holdings Inc | 56700 | Lookout Windpower LLC | 115 Townhill Road | Berlin | PA | 15530 | Somerset | 39.8794 | -78.9183 | RFC | PJM | PJM Interconnection, LLC |  | 22 | NR | 2 | IPP Non-CHP | N |  | N |  | Y | EG08-22 | N | X |  | Pennsylvania Electric Co | 14711 | PA | 38.5 |  |  | N
57249 | EPP Renewable Energy | 56701 | Haworth Water Treatment Plant | 200 Lakeshore Drive | Haworth | NJ | 7641 | Bergen | 40.9593 | -74.0151 | RFC | PJM | PJM Interconnection, LLC |  | 22 | NR | 2 | IPP Non-CHP | N |  | N |  | N |  | N | X |  | Public Service Elec & Gas Co | 15477 | NJ | 26.4 |  |  | N |  | PUBLIC SERVICE ELECTRIC & GAS CO |  |  |  | N
19281 | Turlock Irrigation District | 56702 | Tuolumne Wind Project | S-14 and Hwy 97 | Goldendale | WA | 98620 | Klickitat | 45.8797 | -120.8072 | WECC | BPAT | Bonneville Power Administration |  | 22 | RE | 1 | Electric Utility | N |  | N |  | N |  | N | X |  | Bonneville Power Administration | 1738 | WA | 230 |  |  | N | [5 empty] | X | X
55941 | Northbrook Lyons Falls LLC | 56703 | Lyons Falls Hydroelectric | 4010 Center Street | Lyons Falls | NY | 13368 | Lewis | 43.6186 | -75.3586 | NPCC | NYIS | New York Independent System Operator | Black River | 22 | NR | 2 | IPP Non-CHP | N |  | Y | 00-054-000 | N |  | N | X |  | Niagara Mohawk Power Corp. | 13573 | NY | 115 |  |  | N | [5 empty] | N
55941 | Northbrook Lyons Falls LLC | 56704 | Gouldtown | 3908 Shibley Road | Lyonsdale | NY | 13368 | Lewis | 43.6126 | -75.3391 | NPCC | NYIS | New York Independent System Operator | Moose River | 22 | NR | 2 | IPP Non-CHP | N |  | Y | 00-054-000 | N |  |  | X |  | Niagara Mohawk Power Corp. | 13573 | NY | 115 |  |  | N | [5 empty] | N
55941 | Northbrook Lyons Falls LLC | 56705 | Kosterville | 6966 Kosterville Road | Lyonsdale | NY | 13368 | Lewis | 43.6142 | -75.3327 | NPCC | NYIS | New York Independent System Operator | Moose River | 22 | NR | 2 | IPP Non-CHP | N |  | Y | 00-054-000 | N |  |  | X |  | Niagara Mohawk Power Corp. | 13573 | NY | 115 |  |  | N | [5 empty] | N
55953 | Ampersand Chowchilla Biomass LLC | 56706 | Ampersand Chowchilla Biomass LLC | 16457 Avenue 24 1/2 | Chowchilla | CA | 93610 | Madera | 37.1067 | -120.2485 | WECC | CISO | California Independent System Operator | Municipality | 22 | NR | 2 | IPP Non-CHP | N |  | Y | 10b ? 25P023 | N |  | N | X |  | Pacific Gas & Electric Co | 14328 | CA | 120 |  |  | N |  | PACIFIC GAS |  |  |  | N | X
55952 | Merced Power LLC | 56707 | El Nido Facility | 30 W Sandy Mush Rd | El Nido | CA | 95340 | Merced | 37.1867 | -120.4903 | WECC | CISO | California Independent System Operator | Wells | 22 | NR | 2 | IPP Non-CHP | N |  | Y | 10b ? 25P031 | N |  | N | X |  | Pacific Gas & Electric Co | 14328 | CA | 17.5 |  |  | N | [5 empty] | N | X
6541 | Formosa Plastics Corp | 56708 | CFB Power Plant | 201 Formosa Drive | Point Comfort | TX | 77978 | Calhoun | 28.6503 | -96.5397 | TRE | ERCO | Electric Reliability Council of Texas, Inc. | Lake Texana | 325211 | NR | 6 | Industrial Non-CHP | N |  | N |  | N |  | N | X |  | AEP Texas Central Company | 3278 | TX | 138 |  |  | N |  | HOUSTON PL CO LP |  |  |  | N | N
56801 | Cisco | 56709 | Christoffer Wind Energy I LLC | 78670 350th Avenue | Brewster | MN | 56187 | Jackson | 43.6256 | -95.3725 | MRO | MISO | Midcontinent Independent Transmission System Operator, Inc.. |  | 22 | NR | 2 | IPP Non-CHP | N |  | Y | 07-250-000 | N |  | N | X |  | Great River Energy | 7570 | MN | 69 |  |  | N
56801 | Cisco | 56710 | Christoffer Wind Energy II LLC | 78670 350th Avenue | Brewster | MN | 56187 | Jackson | 43.6256 | -95.3672 | MRO | MISO | Midcontinent Independent Transmission System Operator, Inc.. |  | 22 | NR | 2 | IPP Non-CHP | N |  | Y | 07-252-000 | N |  | N | X |  | Great River Energy | 7570 | MN | 69 |  |  | N
56801 | Cisco | 56711 | Christoffer Wind Energy III LLC | 78670 360th Avenue | Brewster | MN | 56167 | Jackson | 43.6256 | -95.3619 | MRO | MISO | Midcontinent Independent Transmission System Operator, Inc.. |  | 22 | NR | 2 | IPP Non-CHP | N |  | Y | 07-251-000 | N |  | N | X |  | Great River Energy | 7570 | MN | 69 |  |  | N
56801 | Cisco | 56712 | Christoffer Wind Energy IV LLC | 78657 360th Avenue | Brewster | MN | 56167 | Jackson | 43.6256 | -95.3567 | MRO | MISO | Midcontinent Independent Transmission System Operator, Inc.. |  | 22 | NR | 2 | IPP Non-CHP | N |  | Y | 07-249-000 | N |  | N | X |  | Great River Energy | 7570 | MN | 69 |  |  | N
59883 | NRG Energy Gas & Wind Holdings Inc | 56750 | Jeffers Wind 20 LLC | 308 S County Road | Jeffers | MN | 56145 | Cottonwood | 44.0578 | -95.2525 | MRO | MISO | Midcontinent Independent Transmission System Operator, Inc.. |  | 22 | NR | 2 | IPP Non-CHP | N |  | N |  | Y | EG07-66 | N | X |  | Interstate Power and Light Co | 9417 | MN | 69 |  |  | N
59883 | NRG Energy Gas & Wind Holdings Inc | 56751 | Spanish Fork Wind Park 2 LLC | 2876 Gomex Rd | Spanish Fork | UT | 84660 | Utah | 40.0714 | -111.5822 | WECC | PACE | PacifiCorp - East |  | 22 | NR | 2 | IPP Non-CHP | N |  | Y | 06-67-000, 001 | Y | 06-69-000, 001 | N | X |  | PacifiCorp | 14354 | UT | 46 |  |  | N
59883 | NRG Energy Gas & Wind Holdings Inc | 56752 | Mountain Wind Power LLC | 1748 CR 202 | Fort Bridger | WY | 82933 | Uinta | 41.2881 | -110.4807 | WECC | PACE | PacifiCorp - East |  | 22 | NR | 2 | IPP Non-CHP | N |  | Y | QF07-8 | Y | EG13-63 | N | X |  | PacifiCorp | 14354 | WY | 138 |  |  | N
59883 | NRG Energy Gas & Wind Holdings Inc | 56753 | Mountain Wind Power II LLC | 1749 CR 202 | Fort Bridger | WY | 82933 | Uinta | 41.2639 | -110.5444 | WECC | PACE | PacifiCorp - East |  | 22 | NR | 2 | IPP Non-CHP | N |  | Y | QF07-9 | Y | EG13-64 | N | X |  | PacifiCorp | 14354 | WY | 138 |  |  | N
59883 | NRG Energy Gas & Wind Holdings Inc | 56754 | Goat Wind LP | 240 & 241 Texas Hwy 158E | Sterling City | TX | 76951 | Sterling | 31.9519 | -100.7914 | TRE | ERCO | Electric Reliability Council of Texas, Inc. |  | 22 | NR | 2 | IPP Non-CHP | N |  | N |  | Y | 08-41-000 | N | X |  | PacifiCorp | 14354 | WY | 34.5 |  |  | N
59883 | NRG Energy Gas & Wind Holdings Inc | 56755 | Odin Wind Farm LLC | 56813 County Road 44 | Mountainlake | MN | 56159 | Cottonwood | 43.8953 | -94.9142 | MRO | MISO | Midcontinent Independent Transmission System Operator, Inc.. |  | 22 | NR | 2 | IPP Non-CHP | N |  | Y | 08-432-000,433,434-,435,436,437,438,439 | N |  | N | X |  | Interstate Power and Light Co | 9417 | MN | 69 |  |  | N
55958 | Capricorn Ridge Wind LLC | 56763 | Capricorn Ridge Wind LLC | 533 Bird Lane, P.O. Box 129 | Sterling City | TX | 76951 | Sterling | 31.9261 | -100.9281 | TRE | ERCO | Electric Reliability Council of Texas, Inc. |  | 22 | NR | 2 | IPP Non-CHP | N |  | N |  | N |  | N | X |  | Lower Colorado River Authority | 11269 |  | 138 |  |  | N | [5 empty] | X | X
15399 | Avangrid Renewables LLC | 56764 | Winnebago Wind Power Project | 11995 380th Street | Forest City | IA | 50436 | Winnebago | 43.315 | -93.77 | MRO | MISO | Midcontinent Independent Transmission System Operator, Inc.. |  | 22 | NR | 2 | IPP Non-CHP | N |  | N |  | N |  |  | X |  | Dairyland Power Coop | 4716 |  | 69 |  |  | N
15399 | Avangrid Renewables LLC | 56765 | Barton Windpower LLC | 1143 410th Street | Kensett | IA | 50448 | Worth | 43.393 | -93.091 | MRO | MISO | Midcontinent Independent Transmission System Operator, Inc.. |  | 22 | NR | 2 | IPP Non-CHP | N |  | N |  | N |  |  | X |  | Interstate Power and Light Co | 9417 | IA | 161 |  |  | N
15399 | Avangrid Renewables LLC | 56767 | Farmers City Wind LLC | 13987 U.S. Highway 59 | Tarkio | MO | 64491 | Atchison | 40.575 | -95.5228 | SERC | MISO | Midcontinent Independent Transmission System Operator, Inc.. |  | 22 | NR | 2 | IPP Non-CHP | N |  | N |  | N |  |  | X |  | MidAmerican Energy Co | 12341 | IA | 345 |  |  | N
55961 | CalRenew-1 LLC | 56768 | CalRenew-1 | 450 Belmont Avenue | Mendota | CA | 93640 | Fresno | 36.7575 | -120.3658 | WECC | CISO | California Independent System Operator |  | 22 | NR | 2 | IPP Non-CHP | N |  | Y | 10-138-000 | N |  |  | X |  | Pacific Gas & Electric Co | 14328 | CA | 70 |  |  | N
15399 | Avangrid Renewables LLC | 56770 | Locust Ridge II LLC | 711 Raven Run Road | Shenandoah | PA | 17976 | Schuylkill | 40.8411 | -76.1547 | RFC | PJM | PJM Interconnection, LLC |  | 22 | NR | 2 | IPP Non-CHP | N |  | N |  | N |  |  | X |  | PPL Electric Utilities Corp | 14715 | PA | 69 |  |  | N
55963 | AE Power Services LLC | 56771 | Silver Star I Wind Power Project | 10893 CR397 | Dublin | TX | 76446 | Erath | 32.3386 | -98.4761 | TRE | ERCO | Electric Reliability Council of Texas, Inc. |  | 22 | NR | 2 | IPP Non-CHP | N |  | N |  | Y | 08-69-000 | N | X |  | Oncor Electric Delivery Company LLC | 44372 | TX | 138 |  |  | N
49893 | Invenergy Services LLC | 56773 | McAdoo Wind Energy LLC | 401 W FM 193 | McAdoo | TX | 79243 | Dickens | 33.7522 | -100.9674 | TRE | ERCO | Electric Reliability Council of Texas, Inc. |  | 22 | NR | 2 | IPP Non-CHP | N |  | N |  | N |  | N | X |  | AEP Texas North Company | 20404 | TX | 138 |  |  | N
49893 | Invenergy Services LLC | 56774 | Turkey Track Wind Energy LLC | 4310 A Hwy 153 | Blackwell | TX | 79537 | Nolan | 32.1981 | -100.2686 | TRE | ERCO | Electric Reliability Council of Texas, Inc. |  | 22 | NR | 2 | IPP Non-CHP | N |  | N |  | N |  | N | X |  | AEP Texas North Company | 20404 | TX | 138 |  |  | N
49893 | Invenergy Services LLC | 56775 | Scurry County Wind II | 6543 E Hwy | Snyder | TX | 79549 | Scurry | 32.7181 | -100.7933 | TRE | ERCO | Electric Reliability Council of Texas, Inc. |  | 22 | NR | 2 | IPP Non-CHP | N |  | N |  | N |  | N | X |  | Oncor Electric Delivery Company LLC | 44372 | TX | 138 |  |  | N
49893 | Invenergy Services LLC | 56776 | Gunsight Mountain Wind Energy LLC | 17012 North County Road 33 | Big Spring | TX | 79720 | Howard | 32.2403 | -101.4736 | TRE | ERCO | Electric Reliability Council of Texas, Inc. |  | 22 | NR | 2 | IPP Non-CHP | N |  | N |  | N |  | N | X |  | Oncor Electric Delivery Company LLC | 44372 | TX | 138 |  |  | N
55963 | AE Power Services LLC | 56777 | Fowler Ridge Wind Farm LLC | 91S 100 East | Fowler | IN | 47944 | Benton | 40.5839 | -87.3336 | RFC | PJM | PJM Interconnection, LLC |  | 22 | NR | 2 | IPP Non-CHP | N |  | N |  | Y | 08-94-000, 08-96-000,09-80-000. | N | X |  | Indiana Michigan Power Co | 9324 | IN | 345 |  |  | N
55963 | AE Power Services LLC | 56779 | Sherbino I Wind Farm | 568 Private Road 6038 | Fort Stockton | TX | 79735 | Pecos | 30.8073 | -102.3556 | TRE | ERCO | Electric Reliability Council of Texas, Inc. |  | 22 | NR | 2 | IPP Non-CHP | N |  | N |  | Y | 08-81-000 | N | X |  | Texas-New Mexico Power Co | 40051 | TX | 138 |  |  | N
55968 | Evergreen BioPower LLC | 56781 | Evergreen BioPower LLC | 141 14th St | Lyons | OR | 97358 | Linn | 44.7708 | -122.612 | WECC | PACW | PacifiCorp - West | Wells | 321 | NR | 7 | Industrial CHP | Y | 06-222-000 | Y | 06-222-000 | N |  | N | X |  | PacifiCorp | 14354 | OR | 69 |  |  | N
12199 | Montana-Dakota Utilities Co | 56782 | Diamond Willow Wind Facility | HWY 12 | Baker | MT | 59313 | Fallon | 46.2753 | -104.1836 | MRO | MISO | Midcontinent Independent Transmission System Operator, Inc.. |  | 22 | RE | 1 | Electric Utility | N |  | N |  | N |  | N | X |  | Montana-Dakota Utilities Co | 12199 | MT | 57 |  |  | N | [5 empty] | X | X
55981 | Elbow Creek Wind Project LLC | 56783 | Elbow Creek Wind Project LLC | 9919 Kay | Forsan | TX | 79733 | Howard | 32.1408 | -101.3986 | TRE | ERCO | Electric Reliability Council of Texas, Inc. |  | 22 | NR | 2 | IPP Non-CHP | N |  | N |  | N |  |  | X |  | Oncor Electric Delivery Company LLC | 44372 | TX | 345 |  |  | N | [5 empty] | X | X
55990 | Cloud County Windfarm, LLC | 56784 | Cloud County Wind Farm | 1409 Iron Road | Concordia | KS | 66901 | Cloud | 39.4375 | -97.6644 | SPP | SWPP | Southwest Power Pool |  | 22 | NR | 2 | IPP Non-CHP | N |  | N |  | Y | 08-1225 | N | X |  | Prairie Land Electric Coop Inc | 13799 | KS | 230 |  |  | N | [5 empty] | N | X
55988 | Virginia Polytechnic Inst and State Unv | 56785 | Virginia Tech Power Plant | Barger Street | Blacksburg | VA | 24061 | Montgomery | 37.2319 | -80.4211 | RFC | PJM | PJM Interconnection, LLC | New River via Water Authority | 611 | NR | 5 | Commercial CHP | N |  | N |  | N |  | N | X |  | Virginia Tech Electric Service | 19882 | VA | 12.5 |  |  | N | ATMOS ENERGY CORPORATION |  |  |  |  | N | N
7570 | Great River Energy | 56786 | Spiritwood Station | 3366 93rd Ave SE, P.O. Box 8 | Spiritwood | ND | 58481 | Stutsman | 46.9264 | -98.4997 | MRO | MISO | Midcontinent Independent Transmission System Operator, Inc.. | Jamestown POTW | 22 | RE | 1 | Electric Utility | N |  | N |  | N |  | N | X |  | Otter Tail Power Co | 14232 | ND | 115 |  |  | N |  | WBI ENERGY TRANSMISSION INC |  |  |  | N | N
335 | Air Liquide Large Industries U.S. LP | 56787 | Geismar Cogen | 36597 Hwy 30 | Geismar | LA | 70734 | Ascension | 30.209 | -90.9921 | SERC | MISO | Midcontinent Independent Transmission System Operator, Inc.. | BASF/Mississippi River | 325 | NR | 7 | Industrial CHP | Y | 99-91-000 | N |  | N |  | N | X |  | Entergy Louisiana LLC | 11241 | LA | 138 |  |  | N |  | KINDER MORGAN TEJAS PIPELINE LLC |  |  |  | N
15399 | Avangrid Renewables LLC | 56789 | Pebble Springs Wind LLC | 74623 Rhea Road | Wasco | OR | 97812 | Gilliam | 45.7119 | -120.125 | WECC | BPAT | Bonneville Power Administration |  | 22 | NR | 2 | IPP Non-CHP | N |  | N |  | N |  |  | X |  | Bonneville Power Administration | 1738 | OR | 230 |  |  | N
15399 | Avangrid Renewables LLC | 56790 | Hay Canyon Wind Power LLC | 98100 Baseline Lane | Moro | OR | 97039 | Sherman | 45.52 | -120.5744 | WECC | BPAT | Bonneville Power Administration |  | 22 | NR | 2 | IPP Non-CHP | N |  | N |  | N |  |  | X |  | Bonneville Power Administration | 1738 | OR | 345 |  |  | N
15399 | Avangrid Renewables LLC | 56791 | Dillon Wind LLC | 19020 North Indian Ave Ste 7-C | North Palm Springs | CA | 92258 | Riverside | 33.9393 | -116.5527 | WECC | CISO | California Independent System Operator |  | 22 | NR | 2 | IPP Non-CHP | N |  | N |  | Y | 07-35-000 |  | X |  | Southern California Edison Co | 17609 | CA | 115 |  |  | N
15399 | Avangrid Renewables LLC | 56792 | Buffalo Ridge I LLC | 21006 486th Avenue | Elkton | SD | 57026 | Brookings | 44.4328 | -96.4779 | MRO | MISO | Midcontinent Independent Transmission System Operator, Inc.. |  | 22 | NR | 2 | IPP Non-CHP | N |  | N |  | N |  |  | X |  | Northern States Power Co - Minnesota | 13781 | SD | 115 |  |  | N
15399 | Avangrid Renewables LLC | 56793 | Elm Creek Wind LLC | 231 220th Street | Trimont | MN | 56176 | Jackson | 43.7542 | -94.9497 | MRO | MISO | Midcontinent Independent Transmission System Operator, Inc.. |  | 22 | NR | 2 | IPP Non-CHP | N |  | N |  | N |  |  | X |  | PPL Electric Utilities Corp | 14715 | PA | 34.5 |  |  | N
15399 | Avangrid Renewables LLC | 56794 | Moraine II Wind LLC | 4 151st Street | Woodstock | MN | 56186 | Pipestone | 44.1238 | -96.0784 | MRO | MISO | Midcontinent Independent Transmission System Operator, Inc.. |  | 22 | NR | 2 | IPP Non-CHP | N |  | N |  | N |  |  | X |  | Northern States Power Co - Minnesota | 13781 | MN | 115 |  |  | N
15399 | Avangrid Renewables LLC | 56795 | Penascal Wind Power LLC | 581 South Highway 77 | Sarita | TX | 78385 | Kenedy | 27.0702 | -97.5077 | TRE | ERCO | Electric Reliability Council of Texas, Inc. |  | 22 | NR | 2 | IPP Non-CHP | N |  | N |  | N |  |  | X |  | AEP Texas Central Company | 3278 | TX | 345 |  |  | N
15399 | Avangrid Renewables LLC | 56796 | South Chestnut LLC | 1745 Skyline Drive | Farmington | PA | 15437 | Fayette | 39.7513 | -79.7271 | RFC | PJM | PJM Interconnection, LLC |  | 22 | NR | 2 | IPP Non-CHP | N |  | N |  | N |  |  | X |  | West Penn Power Company | 20387 | PA | 138 |  |  | N
55992 | Pioneer Prairie Wind Farm I, LLC | 56797 | Pioneer Prairie Wind Farm | 4968 Valley Ave | McIntire | IA | 50455 | Mitchell | 43.4839 | -92.6131 | MRO | MISO | Midcontinent Independent Transmission System Operator, Inc.. |  | 22 | NR | 2 | IPP Non-CHP | N |  | N |  | Y | 07-85 |  | X |  | ITC Midwest LLC | 56161 |  | 345 |  |  | N
55993 | Kleen Energy Systems, LLC | 56798 | Kleen Energy Systems Project | 1349 River Road | Midldetown | CT | 6457 | Middlesex | 41.5532 | -72.5969 | NPCC | ISNE | ISO New England Inc. | Connecticut River | 22 | NR | 2 | IPP Non-CHP | N |  | N |  | Y | 07-59-000 | N | X |  | Connecticut Light & Power Co | 4176 | CT | 345 |  |  | N |  | Algonquin Gas Transmission Company |  |  |  | N | X
9617 | JEA | 56799 | Greenland Energy Center | 12121 Phillips Hwy | Jacksonville | FL | 32258 | Duval | 30.1591 | -81.5184 | FRCC | JEA | JEA | Municipality | 22 | RE | 1 | Electric Utility | N |  | N |  | N |  | N | X |  | JEA | 9617 | FL | 230 |  |  | N |  | FLORIDA GAS TRANSMISSION COMPANY | SOUTHERN NATURAL GAS COMPANY |  | Seacoast Gas Transmission supplies the gas from about 2 companies | N | X
8797 | Hull Municipal Light Plant | 56800 | Hull Wind II | Dump Access Road | Hull | MA | 2045 | Plymouth | 42.2611 | -70.8564 | NPCC | ISNE | ISO New England Inc. |  | 22 | RE | 1 | Electric Utility | N |  | N |  | N |  | N | X |  | Massachusetts Electric Co | 11804 | MA | 13.8 |  |  | N
56019 | Panoche Energy Center, LLC | 56803 | Panoche Energy Center | 43833 West Panoche Road | Firbaugh | CA | 93662 | Fresno | 36.6514 | -120.5833 | WECC | CISO | California Independent System Operator | On site wells | 22 | NR | 2 | IPP Non-CHP | N |  | N |  | N |  | N | X |  | Pacific Gas & Electric Co | 14328 | CA | 230 |  |  | N |  | PACIFIC GAS |  |  | PG&E Gas Line #2 for Backbone service | N | X
55918 | Acciona Wind Energy USA LLC | 56804 | Red Hills Wind Project LLC | 10217 N 2020 Rd | Hammon | OK | 73650 | Roger Mills | 35.535 | -99.3828 | SPP | SWPP | Southwest Power Pool |  | 22 | NR | 2 | IPP Non-CHP | N |  | N |  | Y | 09-4-000 | N | X |  | Western Farmers Elec Coop, Inc | 20447 |  | 138 |  |  | N | [5 empty] | X | X
55918 | Acciona Wind Energy USA LLC | 56805 | EcoGrove Wind LLC | 9370 N Baker Rd | Lena | IL | 61048 | Stephenson | 42.4515 | -89.8784 | RFC | PJM | PJM Interconnection, LLC |  | 22 | NR | 2 | IPP Non-CHP | N |  | N |  | Y | 09-25-000 | N | X |  | Commonwealth Edison Co | 4110 | IL | 138 |  |  | N | [5 empty] | X | X
56020 | NRG Cedar Bayou Development Company LLC | 56806 | Cedar Bayou 4 | 7705 West Bay Road | Eldon | TX | 77523 | Chambers | 29.7516 | -94.9231 | TRE | ERCO | Electric Reliability Council of Texas, Inc. | Cedar Bayou | 22 | NR | 2 | IPP Non-CHP | N |  | N |  | Y | 07-80-000, 09-37-000 | N | X |  | CenterPoint Energy | 8901 | TX | 345 |  |  | N |  | KINDER MORGAN TEJAS PIPELINE LLC |  |  |  | N
19876 | Virginia Electric & Power Co | 56807 | Bear Garden | 2608 C. G. Woodson Road | New Canton | VA | 23123 | Buckingham | 37.6956 | -78.2853 | SERC | PJM | PJM Interconnection, LLC | James River (ECTI) | 22 | RE | 1 | Electric Utility | N |  | N |  | N |  | N | X |  | Virginia Electric & Power Co | 19876 | VA | 230 |  |  | N |  | TRANSCONTINENTAL GAS PIPELINE |  |  |  | N
19876 | Virginia Electric & Power Co | 56808 | Virginia City Hybrid Energy Center | 15515 Bull Run Road | St. Paul | VA | 24283 | Wise | 36.9164 | -82.3381 | RFC | PJM | PJM Interconnection, LLC | Municipality | 22 | RE | 1 | Electric Utility | N |  | N |  | N |  | N | X |  | Appalachian Power Co | 733 | VA | 138 |  |  | N
12341 | MidAmerican Energy Co | 56809 | Carroll Wind Farm | 1832 Industrial Park Road | Carroll | IA | 51401 | Carroll | 42.1622 | -94.93 | MRO | MISO | Midcontinent Independent Transmission System Operator, Inc.. |  | 22 | RE | 1 | Electric Utility | N |  | N |  | N |  | N | X |  | MidAmerican Energy Co | 12341 | IA | 161 |  |  | N
12341 | MidAmerican Energy Co | 56810 | Adair Wind Farm | 106 Hillcrest St. | Adair | IA | 50002 | Adair | 41.4236 | -94.665 | MRO | MISO | Midcontinent Independent Transmission System Operator, Inc.. |  | 22 | RE | 1 | Electric Utility | N |  | N |  | N |  | N | X |  | MidAmerican Energy Co | 12341 | IA | 161 |  |  | N
12341 | MidAmerican Energy Co | 56811 | Walnut Wind Farm | 236 Pearl St. | Walnut | IA | 51577 | Pottawattamie | 41.4517 | -95.2383 | MRO | MISO | Midcontinent Independent Transmission System Operator, Inc.. |  | 22 | RE | 1 | Electric Utility | N |  | N |  | N |  | N | X |  | MidAmerican Energy Co | 12341 | IA | 161 |  |  | N
56023 | Arizona Solar One LLC | 56812 | Solana Generating Station | 57750 S. Painted Rock Dam Road | Gila Bend | AZ | 85337 | Maricopa | 32.9223 | -112.9559 | WECC | AZPS | Arizona Public Service Company |  | 22 | NR | 2 | IPP Non-CHP | N |  | N |  | Y | ER10-2774-000, ER10-2774-001 | N | X |  | Arizona Public Service Co | 803 | AZ | 230 |  |  | Y | [5 empty] | N | X
56028 | MMA Fresno Power LP | 56813 | CSU Fresno Solar Project | 5241 North Maple Ave. | Fresno | CA | 93740 | Fresno | 36.8098 | -119.7417 | WECC | CISO | California Independent System Operator |  | 22 | NR | 2 | IPP Non-CHP | N |  | Y | 08-92-00 | N |  | N | X |  | Pacific Gas & Electric Co | 14328 | CA | 12.47 |  |  | N
56027 | MMA LA Power LP | 56814 | ELACC Photovoltaic Power Facility | 1301 Avenida Cesar Chavez | Los Angeles | CA | 91754 | Los Angeles | 34.0403 | -118.1481 | WECC | CISO | California Independent System Operator |  | 22 | NR | 2 | IPP Non-CHP | N |  | Y | 08-521-000 | N |  | N | X |  | Southern California Edison Co | 17609 | CA | 4.16 |  |  | N
56026 | MMA DAS Power | 56815 | Denver Int Airport | 8500 Pena Blvd | Denver | CO | 80249 | Denver | 39.8368 | -104.6971 | WECC | PSCO | Public Service Company of Colorado |  | 22 | NR | 2 | IPP Non-CHP | N |  | Y | 08-696 | N |  | N | X |  | Public Service Co of Colorado | 15466 | CO | 4.16 |  |  | N
22500 | Westar Energy Inc | 56818 | Central Plains Wind Farm | 206 N. County Road 25 | Marienthal | KS | 67863 | Wichita | 38.5032 | -101.1615 | SPP | SWPP | Southwest Power Pool |  | 22 | RE | 1 | Electric Utility | N |  | N |  | N |  | N | X |  | Westar Energy Inc | 22500 | KS | 115 |  |  | N | [5 empty] | X | X
22500 | Westar Energy Inc | 56819 | Flat Ridge Wind Farm | 7329 NE Ridge Road | Nashville | KS | 67112 | Barber | 37.3692 | -98.4603 | SPP | SWPP | Southwest Power Pool |  | 22 | RE | 1 | Electric Utility | N |  | N |  | N |  | N | X |  | Westar Energy Inc | 22500 | KS | 138 |  |  | N | [5 empty] | X | X
14328 | Pacific Gas & Electric Co | 56820 | Britton Powerhouse | To be determined | Burney | CA | 96013 | Shasta | 41.0214 | -121.675 | WECC | CISO | California Independent System Operator | Pit River | 22 | RE | 1 | Electric Utility | N |  | N |  | N |  |  | X |  | Pacific Gas & Electric Co | 14328 | CA | 12
14328 | Pacific Gas & Electric Co | 56821 | Chalk Mountain Powerhouse | To be determined | Big Bend | CA | 96011 | Shasta | 40.9881 | -121.7683 | WECC | CISO | California Independent System Operator | Pit river | 22 | RE | 1 | Electric Utility | N |  | N |  | N |  |  | X |  | Pacific Gas & Electric Co | 14328 | CA | 12
14328 | Pacific Gas & Electric Co | 56822 | Rock Creek Dam | To be determined | Storrie | CA | 95980 | Plumas | 39.9869 | -121.2831 | WECC | CISO | California Independent System Operator | North Fork Feather River | 22 | RE | 1 | Electric Utility | N |  | N |  | N |  |  | X |  | Pacific Gas & Electric Co | 14328 | CA | 21
56033 | Hackberry Wind LLC | 56823 | Hackberry Wind Farm | 177 Private Road | Albany | TX | 76430 | Shackelford | 32.7683 | -99.4228 | TRE | ERCO | Electric Reliability Council of Texas, Inc. |  | 22 | NR | 2 | IPP Non-CHP | N |  | N |  | N |  | N | X |  | Oncor Electric Delivery Company LLC | 44372 | TX | 345 |  |  | N | [5 empty] | N | X
56806 | Marshall Wind | 56824 | Marshall Wind 2 LLC | 1917 County Road 7 | Marshall | MN | 56258 | Lyon | 44.3236 | -95.8222 | MRO | SWPP | Southwest Power Pool |  | 22 | NR | 2 | IPP Non-CHP | N |  | Y | 08-58-000 | N |  | N | X |  | Lyon-Lincoln Electric Coop Inc | 11345 | MN | 34.5 |  |  | N
56806 | Marshall Wind | 56825 | Marshall Wind 3 LLC | 1862 250th Avenue | Marshall | MN | 56258 | Lyon | 44.3211 | -95.7942 | MRO | SWPP | Southwest Power Pool |  | 22 | NR | 2 | IPP Non-CHP | N |  | Y | 08-55-000 | N |  | N | X |  | Lyon-Lincoln Electric Coop Inc | 11345 | MN | 34.5 |  |  | N
56806 | Marshall Wind | 56826 | Marshall Wind 4 LLC | 1951 County Road 7 | Marshall | MN | 56258 | Lyon | 44.3361 | -95.8242 | MRO | SWPP | Southwest Power Pool |  | 22 | NR | 2 | IPP Non-CHP | N |  | Y | 08-56-000 | N |  | N | X |  | Lyon-Lincoln Electric Coop Inc | 11345 | MN | 34.5 |  |  | N
56806 | Marshall Wind | 56827 | Marshall Wind 5 LLC | 1926 230th Avenue | Marshall | MN | 56258 | Lyon | 44.3303 | -95.8344 | MRO | SWPP | Southwest Power Pool |  | 22 | NR | 2 | IPP Non-CHP | N |  | Y | 08-57-000 | N |  | N | X |  | Lyon-Lincoln Electric Coop Inc | 11345 | MN | 34.5 |  |  | N
56806 | Marshall Wind | 56828 | Marshall Wind 6 LLC | 1926 230th Avenue | Marshall | MN | 56258 | Lyon | 44.3308 | -95.8297 | MRO | SWPP | Southwest Power Pool |  | 22 | NR | 2 | IPP Non-CHP | N |  | Y | 08-60-000 | N |  | N | X |  | Lyon-Lincoln Electric Coop Inc | 11345 | MN | 34.5 |  |  | N
56030 | TransCanada Maine Wind Development Inc | 56829 | Kibby Wind Power Project | 3647 The Arnold Trail | Chain of Ponds | ME | 4936 | Franklin | 45.3853 | -70.5258 | NPCC | ISNE | ISO New England Inc. |  | 22 | NR | 2 | IPP Non-CHP | N |  | N |  | N |  | N | X |  | Central Maine Power Co | 3266 | ME | 115 |  |  | N | [5 empty] | X | X
20860 | Wisconsin Public Service Corp | 56831 | Crane Creek Wind Energy Center | E.of Addison S. of 50th St | Riceville | IA | 50466 | Howard | 43.3978 | -92.4736 | MRO | MISO | Midcontinent Independent Transmission System Operator, Inc.. |  | 22 | RE | 1 | Electric Utility | N |  | N |  | N |  |  | X |  | American Transmission Systems Inc | 56162 |  | 161 |  |  | N | [5 empty] | X
34691 | Ormat Nevada Inc | 56832 | North Brawley Geothermal Plant | 4982 Hovley Road | Brawley | CA | 92250 | Imperial | 33.0139 | -115.5439 | WECC | IID | Imperial Irrigation District |  | 22 | NR | 2 | IPP Non-CHP | N |  | Y | ER08-1574, ER10-2294 | N |  |  | X |  | Imperial Irrigation District | 9216 | CA | 92 |  |  | N
34691 | Ormat Nevada Inc | 56833 | OREG 1 Inc | 5444 Road 1016, HC80, Box 39 | Culbertson | MT | 59218 | Roosevelt | 48.2139 | -104.3975 | MRO | SWPP | Southwest Power Pool |  | 22 | NR | 2 | IPP Non-CHP | N |  | Y | QF11-115, QF11-116, QF11-117, QF11-118 | N |  |  | X |  | Mor-Gran-Sou Electric Coop Inc | 12899 | ND | 69 |  |  | N
56046 | High Plains Wind Power LLC | 56834 | High Plains | 536 FM293 | Panhandle | TX | 79068 | Carson | 35.3503 | -101.54 | SPP | SWPP | Southwest Power Pool |  | 22 | NR | 2 | IPP Non-CHP | N |  | Y | 07-257-000 | N |  | N | X |  | Southwestern Public Service Co | 17718 | TX | 13.2 |  |  | N
56045 | Exelon Wind 11, LLC | 56835 | EXC Wind 11 | 10655 US Highway 287 | Dumas | TX | 79029 | Moore | 35.8119 | -101.9789 | SPP | SWPP | Southwest Power Pool |  | 22 | NR | 2 | IPP Non-CHP | N |  | Y | 07-56-000 | N |  | N | X |  | Southwestern Public Service Co | 17718 | TX | 34.5 |  |  | N
56044 | Exelon Wind 10, LLC | 56836 | EXC Wind 10 | 6000 Stallwitz Road | Dumas | TX | 79029 | Moore | 35.8081 | -101.9986 | SPP | SWPP | Southwest Power Pool |  | 22 | NR | 2 | IPP Non-CHP | N |  | Y | 07-55-000 | N |  | N | X |  | Southwestern Public Service Co | 17718 | TX | 34.5 |  |  | N
56043 | Exelon Wind 9, LLC | 56837 | EXC Wind 9 | 11572 Texas Beef Road | Sunray | TX | 79086 | Moore | 35.9614 | -101.8033 | SPP | SWPP | Southwest Power Pool |  | 22 | NR | 2 | IPP Non-CHP | N |  | Y | 07-54-000 | N |  | N | X |  | Southwestern Public Service Co | 17718 | TX | 12.5 |  |  | N
56042 | Exelon Wind 8, LLC | 56838 | EXC Wind 8 | 11896 Light Plant Road | Sunray | TX | 79086 | Moore | 36.0075 | -101.8614 | SPP | SWPP | Southwest Power Pool |  | 22 | NR | 2 | IPP Non-CHP | N |  | Y | 07-53-000 | N |  | N | X |  | Southwestern Public Service Co | 17718 | TX | 34.5 |  |  | N
56041 | Exelon Wind 7, LLC | 56839 | EXC Wind 7 | 6603 FM 281 | Sunray | TX | 79086 | Moore | 36.0264 | -101.9 | SPP | SWPP | Southwest Power Pool |  | 22 | NR | 2 | IPP Non-CHP | N |  | Y | 07-46-000 | N |  | N | X |  | Southwestern Public Service Co | 17718 | TX | 34.5 |  |  | N
56806 | Marshall Wind | 56840 | Marshall Wind 1 LLC | 2409 190th Street | Marshall | MN | 56258 | Lyon | 44.3253 | -95.8142 | MRO | SWPP | Southwest Power Pool |  | 22 | NR | 2 | IPP Non-CHP | N |  | Y | 08-59-000 | N |  | N | X |  | Lyon-Lincoln Electric Coop Inc | 11345 | MN | 34.5 |  |  | N
14354 | PacifiCorp | 56841 | Glenrock | 1026 55 Ranch Road | Glenrock | WY | 82637 | Converse | 43.0181 | -105.8353 | WECC | PACE | PacifiCorp - East |  | 22 | RE | 1 | Electric Utility | N |  | N |  | N |  |  | X |  | PacifiCorp | 14354 | WY | 230 |  |  | N
14354 | PacifiCorp | 56842 | Rolling Hills | 1026 55 Ranch Road | Glenrock | WY | 82637 | Converse | 43.0572 | -105.8543 | WECC | PACE | PacifiCorp - East |  | 22 | RE | 1 | Electric Utility | N |  | N |  | N |  |  | X |  | PacifiCorp | 14354 | WY | 230 |  |  | N
14354 | PacifiCorp | 56843 | Seven Mile Hill | 3 Miles NW of Medicine Bow | Medicine Bow | WY | 82329 | Carbon | 41.9203 | -106.3758 | WECC | PACE | PacifiCorp - East |  | 22 | RE | 1 | Electric Utility | N |  | N |  | N |  |  | X |  | PacifiCorp | 14354 | WY | 230 |  |  | N
56031 | CPV Maryland LLC | 56846 | CPV St Charles Energy Center | 5025 Thomas Edison Drive | Waldorf | MD | 20602 | Charles | 38.5686 | -76.8919 | RFC | PJM | PJM Interconnection, LLC | Mattawoman WWTP | 22 | NR | 2 | IPP Non-CHP | N |  | N |  | N |  | N | X |  | Potomac Electric Power Co | 15270 | MD | 230 |  |  | N |  | DCP MIDSTREAM LP |  |  |  | N | X
56067 | Plainfield Renewable Energy, LLC | 56847 | Plainfield Renewable Energy LLC | Millbrook Road | Plainfield | CT | 6374 | Windham | 41.6644 | -71.9242 | NPCC | ISNE | ISO New England Inc. | Quinebaug River | 22 | NR | 2 | IPP Non-CHP | N |  | Y | QF 12-138-003 | N |  | N | X |  | Connecticut Light & Power Co | 4176 | CT | 115 |  |  | N | [5 empty] | X | X
56069 | SunCoke Energy, Inc. | 56848 | Haverhill North Cogeneration Facility | 2446 Gallia Pike | Franklin Furnace | OH | 45629 | Scioto | 38.5967 | -82.8286 | RFC | PJM | PJM Interconnection, LLC | well water | 22 | NR | 3 | IPP CHP | Y | 08-1250-000, 08-1250-001, 08-1250-002 | N |  | N |  | N | X |  | Ohio Power Co | 14006 | OH | 69 |  |  | N | [5 empty] | N | X
3046 | Duke Energy Progress - (NC) | 56849 | Woodfin | Riverside Dr and Dixie Hwy | Woodfin | NC | 28804 | Buncombe | 35.65 | -82.5575 | SERC | CPLE | Progress Energy Carolinas - EAST |  | 22 | RE | 1 | Electric Utility | N |  | N |  | N |  | N | X |  | Progress Energy Carolinas Inc | 3046 | NC | 230 |  |  | N | [5 empty] | X | X
7477 | Granger Electric Co | 56850 | Lanchester Generating Station | 481 S Churchtown Rd | Narvon | PA | 17555 | Lancaster | 40.1108 | -75.9547 | RFC | PJM | PJM Interconnection, LLC |  | 22 | NR | 2 | IPP Non-CHP | N |  | N |  | N |  | N | X |  | PPL Electric Utilities Corp | 14715 | PA | 12.47 |  |  | N | [5 empty] | N | X
7477 | Granger Electric Co | 56851 | South Kent Generating Station | 300 100th Street SW | Byron Center | MI | 49315 | Kent | 42.7814 | -85.6728 | RFC | MISO | Midcontinent Independent Transmission System Operator, Inc.. |  | 22 | NR | 2 | IPP Non-CHP | N |  | N |  | N |  | N | X |  | Consumers Energy Co | 4254 | MI | 46 |  |  | N | [5 empty] | N | X
7477 | Granger Electric Co | 56852 | White Feather Generating Station | 2401 E Whitefeather Rd | Pinconning | MI | 48650 | Bay | 43.8983 | -83.9494 | RFC | MISO | Midcontinent Independent Transmission System Operator, Inc.. |  | 22 | NR | 2 | IPP Non-CHP | N |  | N |  | N |  | N | X |  | Consumers Energy Co | 4254 | MI | 46 |  |  | N | [5 empty] | N | X
7477 | Granger Electric Co | 56853 | Trans-Jordan Generating Station | 10873 S Highway 111 | South Jordan | UT | 84095 | Salt Lake | 40.55 | -112.0631 | WECC | PACE | PacifiCorp - East |  | 22 | NR | 2 | IPP Non-CHP | N |  | N |  | N |  | N | X |  | PacifiCorp | 14354 | UT | 46 |  |  | N | [5 empty] | N | X
56073 | Wheat Field Wind Power Project LLC | 56854 | Wheat Field Wind Power Project | 73501 Blalock Canyon Road | Arlington | OR | 97812 | Gilliam | 45.6758 | -120.3183 | WECC | BPAT | Bonneville Power Administration |  | 22 | NR | 2 | IPP Non-CHP | N |  | N |  | Y | EG08-10 | N | X |  | Bonneville Power Administration | 1738 | OR | 230 |  |  | N
56074 | Arlington Wind Power Project LLC | 56855 | Arlington Wind Power Project | 72650 Rattlesnake Road | Arlington | OR | 97812 | Gilliam | 45.7167 | -120.2008 | WECC | BPAT | Bonneville Power Administration |  | 22 | NR | 2 | IPP Non-CHP | N |  | N |  | Y | EG08-2 | N | X |  | Bonneville Power Administration | 1738 | OR | 230 |  |  | N | [5 empty] | X | X
56075 | Rail Splitter Wind Farm LLC | 56856 | Rail Splitter Wind Farm | 27497 Voynton Rd. | Hopedale | IL | 61747 | Tazewell | 40.3692 | -89.4022 | SERC | MISO | Midcontinent Independent Transmission System Operator, Inc.. |  | 22 | NR | 2 | IPP Non-CHP | N |  | N |  | Y | EG08-27; ER08-1227 | N | X |  | Ameren Illinois Company | 56697 | IL | 138 |  |  | N
56072 | Marble River, LLC | 56857 | Marble River Wind Farm | 11 Marble River Way | Churubusco | NY | 12933 | Clinton | 44.9758 | -73.9297 | NPCC | NYIS | New York Independent System Operator |  | 22 | NR | 2 | IPP Non-CHP | N |  | N |  | Y | EG08-5 | N | X |  | New York State Elec & Gas Corp | 13511 | NY | 230 |  |  | N
56071 | Sagebrush Power Partners, LLC | 56858 | Sagebrush Power Partners | 3701 Hayward Rd | Ellensburg | WA | 98922 | Kittitas | 47.1356 | -120.6872 | WECC | BPAT | Bonneville Power Administration |  | 22 | NR | 2 | IPP Non-CHP | N |  | N |  | Y | EG07-86 | N | X |  | Bonneville Power Administration | 1738 | WA | 230 |  |  | N
59883 | NRG Energy Gas & Wind Holdings Inc | 56859 | Crosswind Energy Project | 3950 360th Avenue | Ruthven | IA | 50516 | Palo Alto | 43.0475 | -94.9228 | MRO | MISO | Midcontinent Independent Transmission System Operator, Inc.. |  | 22 | NR | 2 | IPP Non-CHP | N |  | Y | QF05-27, 05-225, -5-224, 06-232, 05-219, 05-222, 05-226 | N |  | N | X |  | Corn Belt Power Coop | 4363 |  | 69 |  |  | N
59883 | NRG Energy Gas & Wind Holdings Inc | 56860 | Hardin Hilltop Wind LLC | 1563 220th Street | Jefferson | IA | 50129 | Greene | 42.0822 | -94.365 | MRO | MISO | Midcontinent Independent Transmission System Operator, Inc.. |  | 22 | NR | 2 | IPP Non-CHP | N |  | Y | 05-186-000 | N |  | N | X |  | Interstate Power and Light Co | 9417 | IA | 34.5 |  |  | N
56105 | MMA WBF Power LP | 56862 | Bolthouse S&P and Rowen Farms Solar | 24476 E Ave R-8 | Palmdale | CA | 93591 | Los Angeles | 34.5644 | -117.6933 | WECC | CISO | California Independent System Operator |  | 22 | NR | 2 | IPP Non-CHP | N |  | N |  | N |  |  | X |  | Southern California Edison Co | 17609 | CA | 4.16 |  |  | N
59828 | Solid Waste Authority of Central Ohio | 56863 | Model Gas Power Station | 3299 Jackson Pike | Grove City | OH | 43123 | Franklin | 39.8908 | -83.0272 | RFC | PJM | PJM Interconnection, LLC |  | 22 | NR | 2 | IPP Non-CHP | N |  | N |  | Y | 01-51-000 | N | X |  | City of Columbus - (OH) | 4065 | OH | 14.4
55858 | Energy Developments Inc | 56864 | Covel Gardens Gas Recovery | 8611 Covel Road | San Antonio | TX | 78252 | Bexar | 29.3467 | -98.6536 | TRE | ERCO | Electric Reliability Council of Texas, Inc. |  | 22 | NR | 2 | IPP Non-CHP | N |  | N |  | Y | 08-648-000 |  | X |  | City of San Antonio - (TX) | 16604 | TX | 13.2 |  |  | N
55858 | Energy Developments Inc | 56865 | Ottawa County Project | 530 North Camp Road | Port Clinton | OH | 43452 | Ottawa | 41.5283 | -83.0353 | RFC | PJM | PJM Interconnection, LLC |  | 22 | NR | 2 | IPP Non-CHP | N |  | N |  | Y | 00-66-000 |  | X |  | Ohio Edison Co | 13998 | OH | 69 |  |  | N
55858 | Energy Developments Inc | 56866 | Middle Point Landfill Gas Recovery | 752 Jefferson Pike | Murfreesboro | TN | 37130 | Rutherford | 35.9342 | -86.3756 | SERC | TVA | Tennessee Valley Authority |  | 22 | NR | 2 | IPP Non-CHP | N |  | N |  | Y | 03-4-000 |  | X |  | Middle Tennessee E M C | 12470 | TN | 26
55858 | Energy Developments Inc | 56867 | Roberts Road Power Plant | 180 Roberts Road | Fayetteville | GA | 30214 | Fayette | 33.4878 | -84.4406 | SERC | SOCO | Southern Company Services, Inc. - Trans |  | 22 | NR | 2 | IPP Non-CHP | N |  | N |  | Y | 03-148-000 |  | X |  | Coweta-Fayette El Member Corp | 4432 | GA | 12.47
55858 | Energy Developments Inc | 56868 | Carbon Limestone | 7960 South State Line Road | Lowellville | OH | 44436 | Mahoning | 40.9975 | -80.5208 | RFC | PJM | PJM Interconnection, LLC |  | 22 | NR | 2 | IPP Non-CHP | N |  | N |  | Y | 01-54-000 |  | X |  | Ohio Edison Co | 13998 | OH | 69 |  |  | N
55858 | Energy Developments Inc | 56869 | Loraine County Project | 43550 Oberlin Elyria Road | Oberlin | OH | 44074 | Lorain | 41.3006 | -82.1803 | RFC | PJM | PJM Interconnection, LLC |  | 22 | NR | 2 | IPP Non-CHP | N |  | N |  | Y | 01-55-000 |  | X |  | City of Oberlin - (OH) | 13949 | OH | 69 |  |  | N
55858 | Energy Developments Inc | 56870 | Taylor | County Road 33 & Stewart Road | Mauk | GA | 31058 | Taylor | 32.4522 | -84.3872 | SERC | SOCO | Southern Company Services, Inc. - Trans |  | 22 | NR | 2 | IPP Non-CHP | N |  | N |  | Y | 03-149-000 |  | X |  | Flint Electric Membership Corp | 6411 | GA | 25 |  |  | N
55858 | Energy Developments Inc | 56871 | Zion Landfill Gas to Energy Facility | 801 Green Bay Road | Zion | IL | 60099 | Lake | 42.4803 | -87.8861 | RFC | PJM | PJM Interconnection, LLC |  | 22 | NR | 2 | IPP Non-CHP | N |  | N |  | Y | 01-16-000 |  | X |  | Commonwealth Edison Co | 4110 | IL | 12.47 |  |  | N
40577 | American Mun Power-Ohio, Inc | 56872 | Meldahl Hydroelectric Project | Rt. 8 Ohio River Mile 436.2 | Foster | KY | 41002 | Bracken | 38.7914 | -84.173 | SERC | PJM | PJM Interconnection, LLC | Ohio River | 22 | RE | 1 | Electric Utility | N |  | N |  | N |  | N | X |  | City of Hamilton - (OH) | 7977 | OH | 138 |  |  | N | [5 empty] | N | X
56081 | Southeastern Chester County Refuse Auth | 56873 | SECCRA Community Landfill | 219 Street Road | West Grove | PA | 19390 | Chester | 39.8639 | -75.8428 | RFC | PJM | PJM Interconnection, LLC |  | 562212 | NR | 4 | Commercial Non-CHP | N |  | N |  | N |  | N | X |  | PECO Energy Co | 14940 | PA | 34.5 |  |  | N | [5 empty] | N | X
57170 | EDF Renewable Asset Holdings, Inc. | 56874 | Shiloh Wind Project 2 LLC | 6523 Montezuma Hills Rd | Birds Landing | CA | 94512 | Solano | 38.1711 | -121.8461 | WECC | CISO | California Independent System Operator |  | 22 | NR | 2 | IPP Non-CHP | N |  | N |  | N |  | N | X |  | Pacific Gas & Electric Co | 14328 | CA | 230 |  |  | N
57170 | EDF Renewable Asset Holdings, Inc. | 56875 | Sacramento Soleil LLC | 13345 Apple Rd | Wilton | CA | 95693 | Sacramento | 38.4498 | -121.1647 | WECC | BANC | Balancing Authority of Northern California |  | 22 | NR | 2 | IPP Non-CHP | N |  | N |  | N |  |  | X |  | Sacramento Municipal Util Dist | 16534 | CA | 12 |  |  | N | [5 empty] | X | X
57170 | EDF Renewable Asset Holdings, Inc. | 56876 | Wapsipinicon Wind Project | 228 Industrial Park Drive | Dexter | MN | 55926 | Mower | 43.8006 | -92.6822 | MRO | MISO | Midcontinent Independent Transmission System Operator, Inc.. |  | 22 | NR | 2 | IPP Non-CHP | N |  | N |  | N |  | N | X |  | Great River Energy | 7570 |  | 161 |  |  | N
59100 | Sunlight General Solar Fund II, LLC | 56877 | Hall's Warehouse Solar Project | 501 Kentile Rd | South Plainfield | NJ | 7080 | Middlesex | 40.5737 | -74.3944 | RFC | PJM | PJM Interconnection, LLC |  | 22 | NR | 2 | IPP Non-CHP | N |  | N |  | N |  |  | X |  | Public Service Elec & Gas Co | 15477 | NJ | 0.48 |  |  | N
57170 | EDF Renewable Asset Holdings, Inc. | 56878 | Hoosier Wind Project LLC | 3200 E 900th N | Goodland | IN | 47948 | Benton | 40.7178 | -87.2631 | RFC | MISO | Midcontinent Independent Transmission System Operator, Inc.. |  | 22 | NR | 2 | IPP Non-CHP | N |  | N |  | N |  | N | X |  | Indianapolis Power & Light Co | 9273 | IN | 69 |  |  | N
55963 | AE Power Services LLC | 56879 | Flat Ridge Wind Energy LLC | 7329 NE Ridge Road | Medicine Lodge | KS | 67112 | Barber | 37.3764 | -98.4583 | SPP | SWPP | Southwest Power Pool |  | 22 | NR | 2 | IPP Non-CHP | N |  | N |  | Y | 08-95-000 | N | X |  | ITC Great Plains, LLC | 56526 |  | 138 |  |  | N
34691 | Ormat Nevada Inc | 56880 | OREG 2 Inc | 5444 Road 1016, HC60 Box 39 | Culbertson | MT | 59218 | Roosevelt | 48.2142 | -104.3975 | MRO | SWPP | Southwest Power Pool |  | 22 | NR | 2 | IPP Non-CHP | N |  | Y | QF11-119, QF11-120, QF11-121, QF11-122 | N |  |  | X |  | Mor-Gran-Sou Electric Coop Inc | 12899 | ND | 57 |  |  | N
57249 | EPP Renewable Energy | 56883 | Pennsauken Solar | 9600 River Road | Pennsauken | NJ | 8110 | Camden | 39.9894 | -75.04 | RFC | PJM | PJM Interconnection, LLC |  | 22 | NR | 2 | IPP Non-CHP | N |  | N |  | N |  | N | X |  | Public Service Elec & Gas Co | 15477 | NJ | 26.4 |  |  | N
57249 | EPP Renewable Energy | 56884 | Cumberland County Solid Waste Complex | 169 Jesse Bridge Road | Millville | NJ | 8332 | Cumberland | 39.4494 | -75.0928 | RFC | PJM | PJM Interconnection, LLC |  | 22 | NR | 2 | IPP Non-CHP | N |  | N |  | N |  | N | X |  | Atlantic City Electric Co | 963 | NJ | 12.47 |  |  | N
57249 | EPP Renewable Energy | 56885 | Maidencreek Biomass Plant | 220 Buena Vista Road | Maidencreek Township | PA | 19522 | Berks | 40.4781 | -75.9681 | RFC | PJM | PJM Interconnection, LLC | WELLS | 22 | NR | 2 | IPP Non-CHP | N |  | N |  | N |  |  | X |  | Metropolitan Edison Co | 12390 | OH | 69 |  |  | N
57249 | EPP Renewable Energy | 56886 | Jersey Shore Steel Co | 264 Landfill Lane | McElhattan | PA | 17748 | Clinton | 41.1364 | -77.4472 | RFC | PJM | PJM Interconnection, LLC |  | 22 | NR | 2 | IPP Non-CHP | N |  | N |  | N |  |  | X |  | PPL Electric Utilities Corp | 14715 | PA | 69 |  |  | N
57249 | EPP Renewable Energy | 56887 | Cumberland County PA LFG Recovery | 135 Vaughn Road | Shippensburg | PA | 17527 | Cumberland | 40.1356 | -77.5072 | RFC | PJM | PJM Interconnection, LLC |  | 22 | NR | 2 | IPP Non-CHP | N |  | N |  | N |  | N | X |  | Pennsylvania Electric Co | 14711 | PA | 26 |  |  | N
57249 | EPP Renewable Energy | 56888 | Warren County Solar | 3263 Belvidere Road | Belvidere | NJ | 8865 | Warren | 40.789 | -75.107 | RFC | PJM | PJM Interconnection, LLC |  | 22 | NR | 2 | IPP Non-CHP | N |  | N |  | N |  | N | X |  | Jersey Central Power & Lt Co | 9726 | NJ | 12.47 |  |  | N
57249 | EPP Renewable Energy | 56889 | PPL Renewable Energy Merck Solar | 556 Morris Avenue | Summit | NJ | 7901 | Union | 40.7274 | -74.3783 | RFC | PJM | PJM Interconnection, LLC |  | 22 | NR | 2 | IPP Non-CHP | N |  | N |  | N |  | N | X |  | Jersey Central Power & Lt Co | 9726 | NJ | 69 |  |  | N
57249 | EPP Renewable Energy | 56890 | Norther Tier Landfill | PO Box 10 | Burlington | PA | 18814 | Bradford | 41.7792 | -76.6258 | RFC | PJM | PJM Interconnection, LLC |  | 22 | NR | 2 | IPP Non-CHP | N |  | N |  | N |  | N | X |  | Pennsylvania Electric Co | 14711 | PA | 34.5 |  |  | N
57249 | EPP Renewable Energy | 56891 | Moretown | 19 Kaiser Drive | Waterbury | VT | 5676 | Washington | 44.3122 | -72.7114 | NPCC | ISNE | ISO New England Inc. |  | 22 | NR | 2 | IPP Non-CHP | N |  | Y | QF 12-382-000 | N |  | N | X |  | Green Mountain Power Corp | 7601 | VT | 34.5 |  |  | N
6169 | Fall River Rural Elec Coop Inc | 56893 | Chester Diversion Hydroelectric Project | 2875 East 930 North | Chester | ID | 83421 | Fremont | 44.0183 | -111.5836 | WECC | BPAT | Bonneville Power Administration | Henry's Fork river | 22 | RE | 1 | Electric Utility | N |  | N |  | N |  |  | X |  | Fall River Rural Elec Coop Inc | 6169 | ID | 12.5 |  |  | N
56100 | AMERESCO Stafford LLC | 56894 | Ameresco Stafford | 481 Eskimo Hill Rd | Stafford | VA | 22554 | Stafford | 38.3842 | -77.4131 | SERC | PJM | PJM Interconnection, LLC |  | 22 | NR | 2 | IPP Non-CHP | N |  | Y | 07-104-000 | N |  | N | X |  | Virginia Electric & Power Co | 19876 | VA | 34.5 |  |  | N | [5 empty] | N | X
56101 | AMERESCO Ox Mountain Energy LLC | 56895 | Ameresco Ox Mountain | 12310 San Meteo Rd | Half Moon Bay | CA | 94019 | San Mateo | 37.5 | -122.4 | WECC | CISO | California Independent System Operator |  | 22 | NR | 2 | IPP Non-CHP | N |  | Y | 06-282-000 | N |  |  | X |  | Pacific Gas & Electric Co | 14328 | CA | 60 |  |  | N | [5 empty] | N | X
56102 | AMERESCO Jefferson City LLC | 56896 | Ameresco Jefferson City | 8432 No More Victims Rd | Jefferson City | MO | 65101 | Cole | 38.5524 | -92.0449 | SERC | MISO | Midcontinent Independent Transmission System Operator, Inc.. |  | 22 | NR | 2 | IPP Non-CHP | N |  | Y | 08-71-000 | N |  | N | X |  | Union Electric Co - (MO) | 19436 | MO | 34.5 |  |  | N | [5 empty] | N | X
56103 | AMERESCO Keller Canyon LLC | 56897 | Ameresco Keller Canyon | 901 Bailey Rd | Bay Point | CA | 94565 | Contra Costa | 38.0039 | -121.9345 | WECC | CISO | California Independent System Operator |  | 22 | NR | 2 | IPP Non-CHP | N |  | Y | 07-103-000 | N |  |  | X |  | Pacific Gas & Electric Co | 14328 | CA | 21 |  |  | N | [5 empty] | N | X
56104 | AMERESCO Chiquita Canyon LLC | 56898 | Ameresco Chiquita Canyon | 29201 Henry Mayo Dr | Castaic | CA | 91384 | Los Angeles | 34.4317 | -118.6429 | WECC | CISO | California Independent System Operator |  | 22 | NR | 2 | IPP Non-CHP | N |  | N |  | N |  |  | X |  | Southern California Edison Co | 17609 | CA | 16 |  |  | N | [5 empty] | N | X
6957 | Garkane Energy Coop, Inc | 56899 | IRC Generator Facility | 1346 N Main | Fredonia | AZ | 86052 | Coconino | 36.9708 | -112.5264 | WECC | WALC | Western Area Power Administration - Desert Southwest Region |  | 22 | RE | 1 | Electric Utility | N |  | N |  | N |  | N | X |  | Garkane Energy Coop, Inc | 6957 | AZ | 34.5 |  |  | N | [5 empty] | X | X
14405 | Power Choice/Pepco Energy Serv | 56900 | Atlantic City Convention Center | 1 Convention Boulevard | Atlantic City | NJ | 8401 | Atlantic | 39.3639 | -74.4408 | RFC | PJM | PJM Interconnection, LLC |  | 53 | NR | 4 | Commercial Non-CHP | N |  | N |  | N |  |  | X |  | Atlantic City Electric Co | 963 | NJ | 23 |  |  | N | [5 empty] | X | X
55868 | Noble Wind Operations LLC | 56901 | Noble Altona Windpark LLC | 5003 Military Turnpike | Altona | NY | 12910 | Clinton | 44.8216 | -73.6509 | NPCC | NYIS | New York Independent System Operator |  | 22 | NR | 2 | IPP Non-CHP | N |  | N |  | N |  |  | X |  | New York Power Authority | 15296 |  | 115 |  |  | N
55868 | Noble Wind Operations LLC | 56902 | Noble Wethersfield Windpark LLC | 4784 Wolcott rd | Gainsville | NY | 14066 | Wyoming | 42.6697 | -78.2278 | NPCC | NYIS | New York Independent System Operator |  | 22 | NR | 2 | IPP Non-CHP | N |  | N |  | N |  |  | X |  | New York State Elec & Gas Corp | 13511 | NY | 230 |  |  | N
55868 | Noble Wind Operations LLC | 56903 | Noble Bellmont Windpark LLC | 386 Ryan rd | Bellmont | NY | 12920 | Franklin | 44.8908 | -73.9858 | NPCC | NYIS | New York Independent System Operator |  | 22 | NR | 2 | IPP Non-CHP | N |  | N |  | N |  |  | X |  | New York Power Authority | 15296 |  | 115 |  |  | N
55868 | Noble Wind Operations LLC | 56904 | Noble Chateaugay Windpark LLC | 386 Ryan rd | Chateaugay | NY | 12920 | Franklin | 44.8917 | -74.0299 | NPCC | NYIS | New York Independent System Operator |  | 22 | NR | 2 | IPP Non-CHP | N |  | N |  | N |  |  | X |  | New York Power Authority | 15296 |  | 230 |  |  | N
55868 | Noble Wind Operations LLC | 56905 | Noble Great Plains Windpark LLC | 15001 Highway 207 | Spearman | TX | 79081 | Hansford | 36.4964 | -101.3917 | SPP | SWPP | Southwest Power Pool |  | 22 | NR | 2 | IPP Non-CHP | N |  | Y | 03-11, 03-12 | Y | 03-11, 03-12 |  | X |  | Southwestern Public Service Co | 17718 | TX | 345 |  |  | N
56815 | NorthWestern Energy DGGS | 56908 | Dave Gates Generating Station | Montana Highway | Anaconda | MT | 59711 | Deer Lodge | 46.1047 | -112.8766 | WECC | NWMT | NorthWestern Energy (NWMT) |  | 22 | RE | 1 | Electric Utility | N |  | N |  | N |  | N | X |  | NorthWestern Energy LLC - (MT) | 12825 | MT | 230 |  |  | N | NORTHWESTERN ENERGY | NORTHWESTERN ENERGY |  |  |  | N
56113 | MMA GDC Power LP | 56909 | Gap Pacific Distribution Center | 3400 Gap Drive | Fresno | CA | 93727 | Fresno | 36.7839 | -119.7094 | WECC | CISO | California Independent System Operator |  | 441 | NR | 4 | Commercial Non-CHP | N |  | Y | 08-87-00 | N |  |  | X |  | Pacific Gas & Electric Co | 14328 | CA | 12.47 |  |  | N
19391 | UGI Development Co | 56911 | Broad Mountain | 99 Commonwealth Road | Hegins | PA | 17938 | Schuylkill | 40.6696 | -76.3807 | RFC | PJM | PJM Interconnection, LLC |  | 22 | NR | 2 | IPP Non-CHP | N |  | N |  | Y | 99-241-000 | N | X |  | PPL Electric Utilities Corp | 14715 | PA | 69 |  |  | N | [5 empty] | N | N
55799 | FPL Energy Langdon Wind LLC | 56912 | Langdon Wind II LLC | 10812 Hwy 66 NE | OSnabrock | ND | 58269 | Cavalier | 48.6292 | -98.3164 | MRO | MISO | Midcontinent Independent Transmission System Operator, Inc.. |  | 22 | NR | 2 | IPP Non-CHP | N |  | N |  | N |  |  | X |  | Minnkota Power Coop, Inc | 12658 |  | 115
56121 | Osceola Windpower II | 56913 | Osceola Windpower II | 6952 Hwy 9 | Harris | IA | 51354 | Osceola | 43.4303 | -95.4167 | MRO | MISO | Midcontinent Independent Transmission System Operator, Inc.. |  | 22 | NR | 2 | IPP Non-CHP | N |  | N |  | N |  |  | X |  | ITC Transmission | 56068 |  | 161 |  |  | N
56127 | Orange Grove Energy LP | 56914 | Orange Grove Peaking Facility | 35435 Pala Del Norte Road | Pala | CA | 92059 | San Diego | 33.3594 | -117.1114 | WECC | CISO | California Independent System Operator | Fallbrook PUD | 22 | NR | 2 | IPP Non-CHP | N |  | N |  | N |  | N | X |  | San Diego Gas & Electric Co | 16609 | CA | 69 |  |  | N | SAN DIEGO GAS AND ELECTRIC COMPANY |  |  |  |  | N
56128 | SAS Institute Inc | 56915 | SAS Solar Farm | 2401 Trenton Rd | Cary | NC | 27513 | Wake | 35.8136 | -78.7503 | SERC | CPLE | Progress Energy Carolinas - EAST |  | 22 | NR | 2 | IPP Non-CHP | N |  | Y | 08-753-000 | N |  | N | X |  | Duke Energy Progress - (NC) | 3046 | NC | 23 |  |  | N | [5 empty] | N
56167 | Imperial Valley Solar, LLC | 56917 | Imperial Valley Solar, LLC | 251 Ferrell Rd | Calexico | CA | 92231 | Imperial | 32.6711 | -115.5873 | WECC | CISO | California Independent System Operator | Municipality | 22 | NR | 2 | IPP Non-CHP | N |  | N |  | N |  |  | X |  | San Diego Gas & Electric Co | 16609 | CA | 230 |  |  | N
56122 | FPL Energy Ashtabula Wind LLC | 56919 | FPL Energy Ashtabula Wind LLC | 12306 20th Street NE | Luverne | ND | 58056 | Barnes | 47.1294 | -97.8853 | MRO | MISO | Midcontinent Independent Transmission System Operator, Inc.. |  | 22 | NR | 2 | IPP Non-CHP | N |  | N |  | N |  | N | X |  | Minnkota Power Coop, Inc | 12658 |  | 230 |  |  | N | [5 empty] | X | X
56215 | E ON Climate Renewables N America LLC | 56920 | EC&R Panther Creek Wind Farm I | 1081 Longshore Road | Big Spring | TX | 79720 | Howard | 32.1008 | -101.4514 | TRE | ERCO | Electric Reliability Council of Texas, Inc. |  | 22 | NR | 2 | IPP Non-CHP | N |  | N |  | Y | 08-56 | N | X |  | Oncor Electric Delivery Company LLC | 44372 | TX | 345 |  |  | N | [5 empty] | N | X
56215 | E ON Climate Renewables N America LLC | 56921 | EC&R Panther Creek Wind Farm II | 904 N. McDonald Rd | Big Spring | TX | 79720 | Glasscock | 31.9361 | -101.2983 | TRE | ERCO | Electric Reliability Council of Texas, Inc. |  | 22 | NR | 2 | IPP Non-CHP | N |  | N |  | Y | 08-56 | N | X |  | Oncor Electric Delivery Company LLC | 44372 | TX | 345 |  |  | N | [5 empty] | N | X
56431 | SunE U6 Holdings LLC | 56922 | WWRF Solar Plant | 2515 W. Centennial Parkway | Rifle | CO | 81650 | Garfield | 39.5229 | -107.8134 | WECC | PSCO | Public Service Company of Colorado |  | 22 | NR | 2 | IPP Non-CHP | N |  | Y | 09-126-000; 09-126-001 | N |  | N | X |  | Public Service Co of Colorado | 15466 | CO | 13.2 |  |  | N
56123 | FPL Energy Crystal Lake Wind LLC | 56923 | FPL Energy Crystal Lake Wind LLC | 804 310th Street | Britt | IA | 50423 | Hancock | 43.2125 | -93.8311 | MRO | MISO | Midcontinent Independent Transmission System Operator, Inc.. |  | 22 | NR | 2 | IPP Non-CHP | N |  | N |  | N |  |  | X |  | ITC Transmission | 56068 |  | 161 |  |  | N
56119 | FPL Energy Story Wind LLC | 56924 | FPL Energy Story Wind LLC | 18327 720th Ave | Zearing | IA | 50278 | Story | 42.1044 | -93.2722 | MRO | MISO | Midcontinent Independent Transmission System Operator, Inc.. |  | 22 | NR | 2 | IPP Non-CHP | N |  | N |  | N |  |  | X |  | ITC Transmission | 56068 |  | 115 |  |  | N | [5 empty] | X | X
56124 | FPL Energy Crystal Lake Wind II LLC | 56925 | FPL Energy Crystal Lake Wind II LLC | 804 310th Street | Britt | IA | 50423 | Hancock | 43.2737 | -93.8 | MRO | MISO | Midcontinent Independent Transmission System Operator, Inc.. |  | 22 | NR | 2 | IPP Non-CHP | N |  | N |  | N |  |  | X |  | ITC Transmission | 56068 |  | 161 |  |  | N
28086 | Energy Unlimited Inc | 56926 | Painted Hills IV Wind | Hwy 62 and Dillon Rd. | Desert Hot Springs | CA | 92240 | Riverside | 33.9257 | -116.6167 | WECC | CISO | California Independent System Operator |  | 22 | NR | 2 | IPP Non-CHP | N |  | N |  | N |  |  | X |  | Southern California Edison Co | 17609 | CA | 115
56143 | Fairfield University | 56928 | Fairfield University CHP Plant | 1073 North Benson Road | Fairfield | CT | 6824 | Fairfield | 41.1589 | -73.2572 | NPCC | ISNE | ISO New England Inc. |  | 611 | NR | 5 | Commercial CHP | N |  | N |  | N |  | N | X |  | United Illuminating Co | 19497 | CT | 13.8 |  |  | N |  | TENNESSEE GAS PIPELINE COMPANY |  |  |  | N
6452 | Florida Power & Light Co | 56929 | DeSoto Next Generation Solar Energy | 4051 NE Karson St | Arcadia | FL | 34265 | DeSoto | 27.3232 | -81.8019 | FRCC | FPL | Florida Power & Light Company |  | 22 | RE | 1 | Electric Utility | N |  | N |  | N |  |  | X |  | Florida Power & Light Co | 6452 | FL | 230 |  |  | N
6452 | Florida Power & Light Co | 56930 | Space Coast Next Gen Solar Energy | 7081 N. Courtenay Pkwy | Merritt Island | FL | 32927 | Brevard | 28.4586 | -80.6811 | FRCC | FPL | Florida Power & Light Company |  | 22 | RE | 1 | Electric Utility | N |  | N |  | N |  |  | X |  | Florida Power & Light Co | 6452 | FL | 115 |  |  | N
56148 | Aspen Power LLC | 56931 | Aspen Biomass Power Plant | 2000 Kurth Drive | Lufkin | TX | 75904 | Angelina | 31.3658 | -94.7436 | TRE | ERCO | Electric Reliability Council of Texas, Inc. | Well | 22 | NR | 2 | IPP Non-CHP | N |  | Y | 07-161-000 | N |  | N | X |  | Oncor Electric Delivery Company LLC | 44372 | TX | 138
22040 | Washington State University | 56932 | Biotech LS 0836 | Ferdinands Lane | Pullman | WA | 99164 | Whitman | 46.7331 | -117.1583 | WECC | AVA | Avista Corporation | Wells | 611 | NR | 4 | Commercial Non-CHP | N |  | N |  | N |  | N | X |  | Avista Corp | 20169 | WA | 13.2 |  |  | N | [5 empty] | N | N
56159 | Threemile Canyon Wind I, LLC | 56933 | Threemile Canyon | 71502 Threemile Canyon Road | Boardman | OR | 97818 | Morrow | 45.6758 | -119.9375 | WECC | BPAT | Bonneville Power Administration |  | 22 | NR | 2 | IPP Non-CHP | N |  | Y | 09-142-000 | N |  | N | X |  | PacifiCorp | 14354 | OR | 34.5 |  |  | N
56158 | Cassia Wind Farm, LLC | 56934 | Cassia Wind | 52 East 58000 North | Hagerman | ID | 83332 | Twin Falls | 42.8444 | -115.0369 | WECC | IPCO | Idaho Power Company |  | 22 | NR | 2 | IPP Non-CHP | N |  | Y | 05-170-000 | N |  | N | X |  | Idaho Power Co | 9191 | ID | 138 |  |  | N
56157 | Cassia Gulch Wind Park, LLC | 56935 | Cassia Gulch | 6075 North 100 East | Hagerman | ID | 83332 | Twin Falls | 42.8744 | -115.0172 | WECC | IPCO | Idaho Power Company |  | 22 | NR | 2 | IPP Non-CHP | N |  | Y | 05-180-000 | N |  | N | X |  | Idaho Power Co | 9191 | ID | 138 |  |  | N
5914 | Erie Boulevard Hydropower LP | 56936 | Brookfield Power Glen Falls Hydro | 1 Glen Street | Glen Falls | NY | 12801 | Warren | 43.3085 | -73.6366 | NPCC | NYIS | New York Independent System Operator | Hudson River | 322122 | NR | 6 | Industrial Non-CHP | N |  | Y | 88-35-1000 | N |  | N | X |  | Niagara Mohawk Power Corp. | 13573 | NY | 34.5 |  |  | N | [5 empty] | N | N
56175 | Fairbanks Morse Engine | 56937 | Fairbanks Morse Engine | 701 White Ave | Beloit | WI | 53511 | Rock | 42.5185 | -89.0287 | RFC | MISO | Midcontinent Independent Transmission System Operator, Inc.. |  | 339 | NR | 6 | Industrial Non-CHP | N |  | N |  | N |  | N | X |  | Wisconsin Power & Light Co | 20856 | WI | 69 |  |  | N | [5 empty] | N | N
56183 | SunE NC Progress 1 LLC | 56938 | SunEdison LV Sutton Plant Site | 801 Sutton Steam Plant Road | Wilmington | NC | 28401 | New Hanover | 34.2867 | -77.9814 | SERC | CPLE | Progress Energy Carolinas - EAST |  | 22 | NR | 2 | IPP Non-CHP | N |  | Y | 09-124-000, 09-124-001 | N |  | N | X |  | Duke Energy Progress - (NC) | 3046 | NC | 23.9 |  |  | N
59399 | NRG Solar Blythe | 56939 | NRG Solar Blythe LLC | 19151 15th Ave | Blythe | CA | 92225 | Riverside | 33.5917 | -114.7444 | WECC | CISO | California Independent System Operator |  | 22 | NR | 2 | IPP Non-CHP | N |  | N |  | N |  |  | X |  | Southern California Edison Co | 17609 | CA | 33 |  |  | N | [5 empty] | X | X
56204 | Diamond Generating Corp- Ops LLC | 56940 | CPV Valley Energy Center | 3330 Route 6 | Wawayanda | NY | 10940 | Orange | 41.4122 | -74.4378 | NPCC | NYIS | New York Independent System Operator | Municipality | 22 | NR | 2 | IPP Non-CHP | N |  | N |  | N |  | N | X |  | New York Power Authority | 15296 |  | 345 |  |  |  |  | MILLENNIUM PIPELINE CO |  |  |  | N | X
49893 | Invenergy Services LLC | 56941 | Grand Ridge Wind Energy Center | 2042 East 25th St | Marseilles | IL | 60470 | LaSalle | 41.2269 | -88.6836 | RFC | PJM | PJM Interconnection, LLC |  | 22 | NR | 2 | IPP Non-CHP | N |  | N |  | N |  | N | X |  | Commonwealth Edison Co | 4110 | IL | 138 |  |  | N
49893 | Invenergy Services LLC | 56942 | Forward Wind Energy Center | 858 W. Main St | Brownsville | WI | 53006 | Dodge | 43.6161 | -88.4969 | MRO | MISO | Midcontinent Independent Transmission System Operator, Inc.. |  | 22 | NR | 2 | IPP Non-CHP | N |  | N |  | N |  | N | X |  | Wisconsin Electric Power Co | 20847 | WI | 138 |  |  | N
57036 | Copper Mountain 1 LLC | 56944 | CM10 | 751 El Dorado Valley Dr. | Boulder City | NV | 89005 | Clark | 35.7881 | -114.9933 | WECC | CISO | California Independent System Operator |  | 22 | NR | 2 | IPP Non-CHP | N |  | N |  | N |  | N | X |  | San Diego Gas & Electric Co | 16609 | CA | 230 |  |  | N | [5 empty] | N | X
59883 | NRG Energy Gas & Wind Holdings Inc | 56945 | High Lonesome Mesa LLC | 550 Kenshaw Road | Willard | NM | 87063 | Torrance | 34.4667 | -105.9625 | WECC | PNM | Public Service Company of New Mexico |  | 22 | NR | 2 | IPP Non-CHP | N |  | N |  | Y | EG09-30 | N | X |  | Tri-State G & T Assn, Inc | 30151 |  | 115 |  |  | N
59883 | NRG Energy Gas & Wind Holdings Inc | 56946 | Buffalo Bear LLC | Route 2 Box 152 | Woodward | OK | 73801 | Harper | 36.7767 | -99.6353 | SPP | SWPP | Southwest Power Pool |  | 22 | NR | 2 | IPP Non-CHP | N |  | Y | 04-148-000 | N |  | N | X |  | Western Farmers Elec Coop, Inc | 20447 |  | 69 |  |  | N
59883 | NRG Energy Gas & Wind Holdings Inc | 56947 | Elkhorn Ridge Wind LLC | 88581 543 Avenue | Bloomfield | NE | 68718 | Knox | 42.6978 | -97.6189 | MRO | SWPP | Southwest Power Pool |  | 22 | NR | 2 | IPP Non-CHP | N |  | Y | QF08-470 | Y | ERO8-1397 | N | X |  | Nebraska Public Power District | 13337 | NE | 115 |  |  | N
56218 | Coolidge Power LLC | 56948 | Coolidge Generation Station | 859 E. Randolph Rd. | Coolidge | AZ | 85228 | Pinal | 32.9174 | -111.5033 | WECC | SRP | Salt River Project |  | 22 | NR | 2 | IPP Non-CHP | N |  | N |  | N |  | N | X |  | Salt River Project | 16572 | AZ | 230 |  |  | N |  | TRANSWESTERN PIPELINE COMPANY | EL PASO NATURAL GAS COMPANY LLC |  |  | N | X
58523 | Enerdyne Power Systems Inc | 56951 | Enoree Phase II Landfill Gas Recovery | 1311 Anderson Ridge Rd | Greer | SC | 29651 | Greenville | 34.8008 | -82.1847 | SERC | DUK | Duke Energy Carolinas |  | 22 | NR | 2 | IPP Non-CHP | N |  | Y | 08-540-000 | N |  |  | X |  | Duke Energy Carolinas, LLC | 5416 | SC | 12.47 |  |  | N
49893 | Invenergy Services LLC | 56952 | Willow Creek Energy Center | 71010 Highway 74 | Lone | OR | 97843 | Morrow | 45.6533 | -119.9914 | WECC | BPAT | Bonneville Power Administration |  | 22 | NR | 2 | IPP Non-CHP | N |  | N |  | N |  | N | X |  | Bonneville Power Administration | 1738 | OR | 115 |  |  | N
49893 | Invenergy Services LLC | 56953 | High Sheldon Wind Farm | 1443 Schwab Rd | Strykersville | NY | 14167 | Wyoming | 42.7794 | -78.4269 | NPCC | NYIS | New York Independent System Operator |  | 22 | NR | 2 | IPP Non-CHP | N |  | N |  | N |  | N | X |  | New York State Elec & Gas Corp | 13511 | NY | 230 |  |  | N
13630 | North Carolina Mun Power Agny #1 | 56954 | Gastonia Prime Power Park | 1109 Gastonia Technology Parkw | Dallas | NC | 28034 | Gaston | 35.3017 | -81.2092 | SERC | DUK | Duke Energy Carolinas |  | 22 | RE | 1 | Electric Utility | N |  | N |  | N |  | N | X |  | City of Gastonia - (NC) | 7027 | NC | 12.5 |  |  | N
20323 | Wellhead Services Inc | 56955 | Helms Energy Center | 12688 S. Colorado Avenue | Helm | CA | 93627 | Fresno | 36.5492 | -120.1111 | WECC | CISO | California Independent System Operator |  | 22 | NR | 2 | IPP Non-CHP | N |  | N |  | N |  |  | X |  | Pacific Gas & Electric Co | 14328 | CA | 60 |  |  | N | [5 empty] | N | X
56222 | Bull Creek Wind LLC | 56956 | Bull Creek Wind | 1016d County Road | O'Donnell | TX | 79351 | Borden | 32.929 | -101.5786 | TRE | ERCO | Electric Reliability Council of Texas, Inc. |  | 22 | NR | 2 | IPP Non-CHP | N |  | N |  | Y | 09-14-000 |  | X |  | Oncor Electric Delivery Company LLC | 44372 | TX | 138 |  |  | N
59880 | Pioneer Crossing Energy LLC | 56957 | Pioneer Crossing Energy, LLC | 727 Red Lane Rd. | Birdsboro | PA | 19508 | Berks | 40.275 | -75.8167 | RFC | PJM | PJM Interconnection, LLC |  | 22 | NR | 2 | IPP Non-CHP | N |  | Y | 07-328-000 | N |  | N | X |  | Metropolitan Edison Co | 12390 | PA | 69 |  |  | N
50158 | Innovative Energy Systems Inc | 56958 | DANC LFGTE Facility | 23400 Route 177 | Rodman | NY | 13682 | Jefferson | 43.82 | -75.9175 | NPCC | NYIS | New York Independent System Operator |  | 22 | NR | 2 | IPP Non-CHP | N |  | Y | 08-698-000 | N |  | N | X |  | Niagara Mohawk Power Corp. | 13573 | NY | 115 |  |  | N | [5 empty] | N | X
56273 | Duke Energy DEGS Ocotillo | 56959 | Ocotillo Windpower | 2803 FM 461 | Forsan | TX | 79733 | Howard | 32.1217 | -101.3853 | TRE | ERCO | Electric Reliability Council of Texas, Inc. |  | 22 | NR | 2 | IPP Non-CHP | N |  | N |  | N |  |  | X |  | Oncor Electric Delivery Company LLC | 44372 | TX | 138 |  |  | N
56271 | Duke Energy DEGS Happy Jack | 56960 | Happy Jack Windpower Project | 1515 Happy Jack Road | Cheyenne | WY | 82009 | Laramie | 41.1397 | -104.9978 | WECC | WAUW | Western Area Power Administration UGP West |  | 22 | NR | 2 | IPP Non-CHP | N |  | N |  | N |  |  | X |  | WAPA-- Western Area Power Administration | 27000 | WY | 115 |  |  | N
56272 | Duke Energy DEGS Notrees | 56961 | Notrees Windpower | 19991 Sheep Pasture Rd. | Goldsmith | TX | 79741 | Ector | 31.995 | -102.8283 | TRE | ERCO | Electric Reliability Council of Texas, Inc. |  | 22 | NR | 2 | IPP Non-CHP | N |  | N |  | N |  |  | X |  | Oncor Electric Delivery Company LLC | 44372 | TX | 138 |  |  | Y
56261 | Iredell Transmission LLC | 56962 | Iredell County LFG Facility | 356 Twin Oaks Road | Statesville | NC | 28625 | Iredell | 35.7693 | -80.826 | SERC | DUK | Duke Energy Carolinas | Self contained radiator | 22 | NR | 2 | IPP Non-CHP | N |  | Y | 08-19-000 | N |  | N | X |  | EnergyUnited Elec Member Corp | 21632 | NC | 12.47 |  |  | N | [5 empty] | N | X
56236 | West Deptford Energy LLC | 56963 | West Deptford Energy Station | 3 Paradise Road | West Deptford | NJ | 8066 | Gloucester | 39.8414 | -75.2214 | RFC | PJM | PJM Interconnection, LLC | Municipality | 22 | NR | 2 | IPP Non-CHP | N |  | N |  | N |  | N | X |  | Atlantic City Electric Co | 963 | NJ | 230 |  |  | N |  | TRANSCONTINENTAL GAS PIPELINE | COLUMBIA GAS TRANSMISSION CORP |  |  | N | X
56267 | Bayonne Energy Center LLC | 56964 | Bayonne Energy Center | 401 Hook Rd | Bayonne | NJ | 7002 | Hudson | 40.6528 | -74.0915 | RFC | NYIS | New York Independent System Operator |  | 22 | NR | 2 | IPP Non-CHP | N |  | N |  | Y | ER11-3460-000 |  | X |  | Consolidated Edison Co-NY Inc | 4226 | NY | 345 |  |  | N |  | TRANSCONTINENTAL GAS PIPELINE |  |  |  | N | X
56237 | QVC Inc | 56966 | QVC Inc | 100 QVC Blvd | Rocky Mount | NC | 27801 | Edgecombe | 35.9222 | -77.6731 | SERC | PJM | PJM Interconnection, LLC |  | 22 | NR | 2 | IPP Non-CHP | N |  | Y | 91-800-000, 13-502-000 | N |  | N | X |  | Edgecombe-Martin County E M C | 5656 | NC | 12 |  |  | N
56804 | Echo 3 | 56967 | Butter Creek Power LLC | 28821 Madison Rd. | Echo | OR | 97826 | Umatilla | 45.7017 | -119.4222 | WECC | PACW | PacifiCorp - West |  | 22 | NR | 2 | IPP Non-CHP | N |  | Y | 08-536-000 | N |  | N | X |  | PacifiCorp | 14354 | OR | 69 |  |  | N
56804 | Echo 3 | 56968 | Big Top LLC | 28821 Madison Road | Echo | OR | 97826 | Morrow | 45.655 | -119.4647 | WECC | PACW | PacifiCorp - West |  | 22 | NR | 2 | IPP Non-CHP | N |  | Y | 08-539-000 | N |  | N | X |  | PacifiCorp | 14354 | OR | 69 |  |  | N
56803 | Echo 2 | 56969 | Four Corners Windfarm LLC | 28821 Madison Rd. | Echo | OR | 97826 | Umatilla | 45.7286 | -119.4181 | WECC | PACW | PacifiCorp - West |  | 22 | NR | 2 | IPP Non-CHP | N |  | Y | 08-372-000 | N |  | N | X |  | PacifiCorp | 14354 | OR | 69 |  |  | N
56803 | Echo 2 | 56970 | Four Mile Canyon Windfarm LLC | 77252 Mader Rust Lane | Echo | OR | 97826 | Morrow | 45.6447 | -119.4533 | WECC | PACW | PacifiCorp - West |  | 22 | NR | 2 | IPP Non-CHP | N |  | Y | 08-370-000 | N |  | N | X |  | PacifiCorp | 14354 | OR | 69 |  |  | N
56802 | Echo 1 | 56971 | Oregon Trail Windfarm LLC | 28821 Madison Road | Echo | OR | 97826 | Umatilla | 45.7122 | -119.4044 | WECC | PACW | PacifiCorp - West |  | 22 | NR | 2 | IPP Non-CHP | N |  | Y | 08-371-000 | N |  | N | X |  | PacifiCorp | 14354 | OR | 69 |  |  | N
56802 | Echo 1 | 56972 | Pacific Canyon Windfarm LLC | 28821 Madison Road | Echo | OR | 97826 | Morrow | 45.6542 | -119.4869 | WECC | PACW | PacifiCorp - West |  | 22 | NR | 2 | IPP Non-CHP | N |  | Y | 08-373-000 | N |  | N | X |  | PacifiCorp | 14354 | OR | 69 |  |  | N
56802 | Echo 1 | 56973 | Sand Ranch Windfarm LLC | 28821 Madison Road | Echo | OR | 97826 | Morrow | 45.6447 | -119.4767 | WECC | PACW | PacifiCorp - West |  | 22 | NR | 2 | IPP Non-CHP | N |  | Y | 08-368-000 | N |  | N | X |  | PacifiCorp | 14354 | OR | 69 |  |  | N
56804 | Echo 3 | 56974 | Wagon Trail LLC | 28821 Madison Road | Echo | OR | 97826 | Morrow | 45.6531 | -119.4625 | WECC | PACW | PacifiCorp - West |  | 22 | NR | 2 | IPP Non-CHP | N |  | Y | 08-537-000 | N |  | N | X |  | PacifiCorp | 14354 | OR | 69 |  |  | N
56802 | Echo 1 | 56975 | Ward Butte Windfarm LLC | 28821 Madison Road | Echo | OR | 97826 | Umatilla | 45.6967 | -119.4097 | WECC | PACW | PacifiCorp - West |  | 22 | NR | 2 | IPP Non-CHP | N |  | Y | 08-369-000 | N |  | N | X |  | PacifiCorp | 14354 | OR | 69 |  |  | N
17609 | Southern California Edison Co | 56976 | Solar Photovoltaic Project #01 | 13230 San Bernardino Ave. | Fontana | CA | 92335 | San Bernardino | 34.0732 | -117.5128 | WECC | CISO | California Independent System Operator |  | 22 | RE | 1 | Electric Utility | N |  | N |  | N |  |  | X |  | Southern California Edison Co | 17609 | CA | 0.48
5580 | East Kentucky Power Coop, Inc | 56977 | Mason County LFGTE | 7055 Clarkson-Sherman Road | Maysville | KY | 41056 | Mason | 38.5858 | -83.7242 | SERC | PJM | PJM Interconnection, LLC |  | 22 | RE | 1 | Electric Utility | N |  | N |  | N |  | N | X |  | East Kentucky Power Coop, Inc | 5580 |  | 14.4
56268 | City of Rock Island | 56978 | Sears Hydroelectric Plant | 5200 11th Street | Rock Island | IL | 61201 | Rock Island | 41.4614 | -90.5803 | SERC | MISO | Midcontinent Independent Transmission System Operator, Inc.. | Rock River | 22 | NR | 2 | IPP Non-CHP | N |  | Y | 83-343-000, 83-343-001 | N |  | N | X |  | MidAmerican Energy Co | 12341 | IL | 13.8 |  |  | N | [5 empty] | N | X
56215 | E ON Climate Renewables N America LLC | 56979 | EC&R Panther Creek Wind Farm III | 904 North McDonald Rd | Big Spring | TX | 79720 | Sterling | 31.9925 | -101.1167 | TRE | ERCO | Electric Reliability Council of Texas, Inc. |  | 22 | NR | 2 | IPP Non-CHP | N |  | N |  | Y | 09-32 | N | X |  | Oncor Electric Delivery Company LLC | 44372 | TX | 345 |  |  | N | [5 empty] | N | X
56215 | E ON Climate Renewables N America LLC | 56980 | Stony Creek Wind Farm LLC | 1139 Imgrund Mountain Rd. | Berlin | PA | 15926 | Somerset | 40.0311 | -78.8153 | RFC | PJM | PJM Interconnection, LLC |  | 22 | NR | 2 | IPP Non-CHP | N |  | N |  | Y | 09-40 | N | X |  | Pennsylvania Electric Co | 14711 | PA | 115 |  |  | N | [5 empty] | N | X
56215 | E ON Climate Renewables N America LLC | 56981 | Pyron Wind Farm LLC | 9871 County Rd. 4146 | Hermleigh | TX | 79545 | Fisher | 32.5886 | -100.6728 | TRE | ERCO | Electric Reliability Council of Texas, Inc. |  | 22 | NR | 2 | IPP Non-CHP | N |  | N |  | Y | 08-54 | N | X |  | Oncor Electric Delivery Company LLC | 44372 | TX | 345 |  |  | N | [5 empty] | N | X
56249 | NGP Blue Mountain I LLC | 56982 | NGP Blue Mountain I LLC | 15250 Blue Mountain Road | Winnemucca | NV | 89445 | Humboldt | 40.9961 | -118.1414 | WECC | NEVP | Nevada Power Company | Wells - Ground Water | 22 | NR | 2 | IPP Non-CHP | N |  | Y | 07-213-000 | N |  |  | X |  | Nevada Power Co | 13407 | NV | 120 |  |  | N | [5 empty] | X | X
56215 | E ON Climate Renewables N America LLC | 56983 | EC&R Papalote Creek I LLC | 5399 C.R. 3161 | Taft | TX | 78390 | San Patricio | 27.9386 | -97.4586 | TRE | ERCO | Electric Reliability Council of Texas, Inc. |  | 22 | NR | 2 | IPP Non-CHP | N |  | N |  | Y | 09-39 | N | X |  | Oncor Electric Delivery Company LLC | 44372 | TX | 138 |  |  | N | [5 empty] | N | X
56215 | E ON Climate Renewables N America LLC | 56984 | Inadale Wind Farm LLC | 130 C.R. 170 | Roscoe | TX | 79545 | Nolan | 32.4969 | -100.5797 | TRE | ERCO | Electric Reliability Council of Texas, Inc. |  | 22 | NR | 2 | IPP Non-CHP | N |  | N |  | Y | 08-55 | N | X |  | Oncor Electric Delivery Company LLC | 44372 | TX | 345 |  |  | N | [5 empty] | N | X
56285 | Smoky Hills Wind Project II LLC | 56985 | Smoky Hills Wind Project Phase II | 223 North Hwy 14 | Lincoln | KS | 67455 | Lincoln | 38.8927 | -98.1689 | SPP | SWPP | Southwest Power Pool |  | 22 | NR | 2 | IPP Non-CHP | N |  | N |  | N |  |  | X |  | Midwest Energy Inc | 12524 | KS | 230 |  |  | N
50158 | Innovative Energy Systems Inc | 56986 | Clinton LFGTE Facility | 286 Sand Road | Morrisonville | NY | 12962 | Clinton | 44.6917 | -73.5944 | NPCC | NYIS | New York Independent System Operator |  | 22 | NR | 2 | IPP Non-CHP | N |  | Y | 09-35-000 | N |  | N | X |  | New York State Elec & Gas Corp | 13511 | NY | 46 |  |  | N | [5 empty] | N | X
50158 | Innovative Energy Systems Inc | 56987 | Hyland LFGTE Facility | 6653 Herdman Road | Angelica | NY | 14709 | Allegany | 42.2853 | -78.0061 | NPCC | NYIS | New York Independent System Operator |  | 22 | NR | 2 | IPP Non-CHP | N |  | Y | 08-627-000 | N |  | N | X |  | Rochester Gas & Electric Corp | 16183 | NY | 34.5 |  |  | N | [5 empty] | N | X
59155 | First Wind O&M, LLC | 56989 | Stetson Wind I | Route 0169X Route 169 | Danforth | ME | 4424 | Washington | 45.4822 | -67.9944 | NPCC | ISNE | ISO New England Inc. |  | 22 | NR | 2 | IPP Non-CHP | N |  | N |  | Y | EG09-24 | N | X |  | Emera Maine | 1179 | ME | 115 |  |  | N
59155 | First Wind O&M, LLC | 56990 | Rollins Wind Project | 1600 Lee Road | Winn Village | ME | 4495 | Penobscot | 45.346 | -68.3802 | NPCC | ISNE | ISO New England Inc. |  | 22 | NR | 2 | IPP Non-CHP | N |  | Y | QF11-64 | Y | EG11-30 | N | X |  | Emera Maine | 1179 | ME | 115 |  |  | N
59155 | First Wind O&M, LLC | 56991 | Stetson Wind II | Atlas Rd & Route 169 | Danforth | ME | 4654 | Washington | 45.615 | -67.971 | NPCC | ISNE | ISO New England Inc. |  | 22 | NR | 2 | IPP Non-CHP | N |  | N |  | Y | EG10-13 | N | X |  | Emera Maine | 1179 | ME | 115 |  |  | N
56284 | MF Mesa Lane LLC | 56993 | MF Mesa Lane LLC | 1121 Bordentown Rd | Morrisville | PA | 19067 | Bucks | 40.1483 | -74.7772 | RFC | PJM | PJM Interconnection, LLC |  | 22 | NR | 2 | IPP Non-CHP | N |  | Y | 08-544-000, 08-544-001 | N |  | N | X |  | PECO Energy Co | 14940 | PA | 466 |  |  | N | [5 empty] | X | X
13781 | Northern States Power Co - Minnesota | 56994 | Grand Meadow | 228 Industrial Park | Dexter | MN | 55926 | Mower | 43.7189 | -92.705 | MRO | MISO | Midcontinent Independent Transmission System Operator, Inc.. |  | 22 | RE | 1 | Electric Utility | N |  | N |  | N |  | N | X |  | Great River Energy | 7570 |  | 161 |  |  | N | [5 empty] | X | X
17543 | South Carolina Public Service Authority | 56995 | Georgetown LFGTE | 201 Landfill Rd. | Georgetown | SC | 29442 | Georgetown | 33.4536 | -79.3161 | SERC | SC | South Carolina Public Service Authority |  | 22 | RE | 1 | Electric Utility | N |  | N |  | N |  | N | X |  | Santee Electric Coop, Inc | 16606 | SC | 12.47 |  |  | N | [5 empty] | X | X
17609 | Southern California Edison Co | 56996 | Solar Photovoltaic Project #02 | 14701 Yorba Ave. | Chino | CA | 91710 | San Bernardino | 33.9852 | -117.7008 | WECC | CISO | California Independent System Operator |  | 22 | RE | 1 | Electric Utility | N |  | N |  | N |  |  | X |  | Southern California Edison Co | 17609 | CA | 0.48 |  |  | N
1932 | Boise-Kuna Irrigation District | 56997 | Arrowrock Hydroelectric Project | Hwy 21 & Arrowrock Rd | Boise | ID | 83716 | Elmore | 43.595 | -115.9233 | WECC | IPCO | Idaho Power Company | Boise River | 22 | NR | 2 | IPP Non-CHP | N |  | N |  | N |  |  | X |  | Idaho Power Co | 9191 | ID | 34.5 |  |  | N
56771 | Black Hills Service Company LLC | 56998 | Pueblo Airport Generating Station | 4000 North 27th Lane | Pueblo | CO | 81001 | Pueblo | 38.3208 | -104.5264 | WECC | WACM | Western Area Power Administration - Rocky Mountain Region | City of Pueblo | 22 | NR | 2 | IPP Non-CHP | N |  | N |  | N |  | N | X |  | Black Hills/Colorado Elec.Util | 56146 | CO | 115 |  |  | N |  | Other - Please explain in pipeline notes below. |  |  | Twin 12" pipelines supply natural gas to these generators, owned by those listed in Sch. 4. Called: Pueblo Airport Generating Station or PAGS Pipeline North or PAGS South. | N | N
56275 | El Cajon Energy LLC | 57001 | El Cajon Energy Center | 222 N. Johnson Ave. | El Cajon | CA | 92020 | San Diego | 32.7961 | -116.9721 | WECC | CISO | California Independent System Operator | City | 22 | NR | 2 | IPP Non-CHP | N |  | N |  | N |  | N | X |  | San Diego Gas & Electric Co | 16609 | CA | 69 |  |  | N | SAN DIEGO GAS AND ELECTRIC COMPANY |  |  |  |  | N | X
60453 | Novatus Energy | 57002 | Oakfield Wind Project | 464 Thompson Settlement Rd | City of Oakfield | ME | 4747 | Aroostook | 46.0581 | -68.1472 | NPCC | ISNE | ISO New England Inc. |  | 22 | NR | 2 | IPP Non-CHP | N |  | N |  | Y | 14-24 | N | X |  | Emera Maine | 1179 | ME | 345 |  |  | N | [5 empty] | N | X
50158 | Innovative Energy Systems Inc | 57003 | Fulton LFGTE Facility | 847 Mud Road | Johnstown | NY | 12095 | Fulton | 43.0142 | -74.4739 | NPCC | NYIS | New York Independent System Operator |  | 22 | NR | 2 | IPP Non-CHP | N |  | Y | 08-699-000 | N |  | N | X |  | Niagara Mohawk Power Corp. | 13573 | NY | 69 |  |  | N | [5 empty] | N | X
56294 | SunE WG113 Moreno Valley LLC | 57004 | SunEdison Walgreens Moreno Valley | 17500 Perris Blvd | Moreno Valley | CA | 92551 | Riverside | 33.8672 | -117.23 | WECC | CISO | California Independent System Operator |  | 22 | NR | 2 | IPP Non-CHP | N |  | Y | 07-387-000, 001, 002 | N |  | N | X |  | Southern California Edison Co | 17609 | CA | 12 |  |  | N
56431 | SunE U6 Holdings LLC | 57005 | Mariani Packing Vacaville Solar | 500 Crocker Dr. | Vacaville | CA | 95688 | Solano | 38.4001 | -121.9637 | WECC | CISO | California Independent System Operator |  | 22 | NR | 2 | IPP Non-CHP | N |  | Y | 09-65-000, 001 | N |  | N | X |  | Pacific Gas & Electric Co | 14328 | CA | 12 |  |  | N
56296 | SunE WG45 Woodland LLC | 57006 | Walgreens Woodland Distribution Center | 2370 East Main Street | Woodland | CA | 95776 | Yolo | 38.6749 | -121.7134 | WECC | CISO | California Independent System Operator |  | 22 | NR | 2 | IPP Non-CHP | N |  | Y | 07-321-000, 001, 002 | N |  |  | X |  | Pacific Gas & Electric Co | 14328 | CA | 0.48 |  |  | N
56297 | SunE CPA CDC2 LLC | 57007 | SunEdison Ironwood State Prison | 19005 Wileys Well Road | Blythe | CA | 92225 | Riverside | 33.5673 | -114.918 | WECC | CISO | California Independent System Operator |  | 22 | NR | 2 | IPP Non-CHP | N |  | Y | 08-519-000, 001, 002 | N |  | N | X |  | Southern California Edison Co | 17609 | CA | 12 |  |  | N
56431 | SunE U6 Holdings LLC | 57008 | SunEdison Procter & Gamble Oxnard | 800 N. Rice Ave. | Oxnard | CA | 95826 | Ventura | 34.2089 | -119.13 | WECC | CISO | California Independent System Operator |  | 22 | NR | 2 | IPP Non-CHP | N |  | N |  | N |  | N | X |  | Southern California Edison Co | 17609 | CA | 12.47 |  |  | N
56300 | SunE KHL55 San Bernardino LLC | 57009 | Kohls San Bernardino Solar Facility | 890 East Mill St | San Bernardino | CA | 92408 | San Bernardino | 34.0947 | -117.2668 | WECC | CISO | California Independent System Operator |  | 22 | NR | 2 | IPP Non-CHP | N |  | Y | 08-103-000, 001, 002 | N |  | N | X |  | Southern California Edison Co | 17609 | CA | 0.48 |  |  | N
56434 | SunE M5 Holdings LLC | 57010 | SunEdison Anheuser Busch Fairfield | I-80 and Hale Rd. | Rairfield | CA | 94534 | Solano | 38.2321 | -122.0927 | WECC | CISO | California Independent System Operator |  | 22 | NR | 2 | IPP Non-CHP | N |  | Y | 09-128-000, 09-128-001 | N |  | N | X |  | Pacific Gas & Electric Co | 14328 | CA | 12.47 |  |  | N
56302 | SunE CPA CDC1 LLC | 57011 | Chuckawalla Valley State Prison | 19025 Wileys Well Road | Blythe | CA | 92225 | Riverside | 33.5653 | -114.9036 | WECC | CISO | California Independent System Operator |  | 22 | NR | 2 | IPP Non-CHP | N |  | Y | 07-394-000, 001 | N |  | N | X |  | Southern California Edison Co | 17609 | CA | 12.47 |  |  | N
56434 | SunE M5 Holdings LLC | 57012 | SunEdison Walmart Apple Valley DC | 21101 Johnson Rd | Apple Valley | CA | 92307 | San Bernardino | 34.5975 | -117.2 | WECC | CISO | California Independent System Operator |  | 22 | NR | 2 | IPP Non-CHP | N |  | Y | 09-293-000, 001 | N |  | N | X |  | Southern California Edison Co | 17609 | CA | 12 |  |  | N
54842 | WM Renewable Energy LLC | 57014 | Waste Management Arden LFGTE | Arden Station Road | Washington | PA | 15301 | Washington | 40.2058 | -80.2611 | RFC | PJM | PJM Interconnection, LLC |  | 22 | NR | 2 | IPP Non-CHP | N |  | Y | 09-180-000 | N |  | N | X |  | West Penn Power Company | 20387 | PA | 25 |  |  | N | [5 empty] | X | X
54842 | WM Renewable Energy LLC | 57015 | Waste Management Columbia Ridge LFGTE | 18177 Cedar Springs Lane | Arlington | OR | 97812 | Gilliam | 45.5739 | -120.2969 | WECC | BPAT | Bonneville Power Administration |  | 22 | NR | 2 | IPP Non-CHP | N |  | N |  | N |  | N | X |  | Columbia Basin Elec Cooperative, Inc | 4005 | OR | 115 |  |  | N | [5 empty] | X | X
54842 | WM Renewable Energy LLC | 57016 | Waste Management Crossroads LFGTE | 357 Mercer Road | Norridgewock | ME | 4957 | Somerset | 44.7014 | -69.8319 | NPCC | ISNE | ISO New England Inc. |  | 22 | NR | 2 | IPP Non-CHP | N |  | Y | 09-217-000 | N |  | N | X |  | Town of Madison - (ME) | 11477 | ME | 12.5 |  |  | N | [5 empty] | X | X
54842 | WM Renewable Energy LLC | 57017 | Spruce Ridge Gas Recovery | 12755 137th Street | Glencoe | MN | 55336 | McLeod | 44.8158 | -94.2489 | MRO | MISO | Midcontinent Independent Transmission System Operator, Inc.. |  | 22 | NR | 2 | IPP Non-CHP | N |  | Y | 08-474-000 | N |  | N | X |  | Glencoe Light & Power Comm | 7292 | MN | 13 |  |  | N | [5 empty] | X | X
54842 | WM Renewable Energy LLC | 57018 | Waste Management Middle Peninsula LFGTE | 3714 Waste Management Way | Glenns | VA | 23149 | Middlesex | 37.5197 | -76.6245 | SERC | PJM | PJM Interconnection, LLC |  | 22 | NR | 2 | IPP Non-CHP | N |  | Y | 09-457-000 | N |  | N | X |  | Virginia Electric & Power Co | 19876 | VA | 37 |  |  | N | [5 empty] | X | X
54842 | WM Renewable Energy LLC | 57019 | Riverbend Landfill | 13469 SW Highway 18 | McMinnville | OR | 97128 | Yamhill | 45.1672 | -123.2511 | WECC | BPAT | Bonneville Power Administration |  | 22 | NR | 2 | IPP Non-CHP | N |  | Y | 353-000 | N |  | N | X |  | City of McMinnville - (OR) | 12187 | OR | 13 |  |  | N | [5 empty] | X | X
54842 | WM Renewable Energy LLC | 57020 | Westside Landfill Gas Recovery | 12880 Camp Bowie W | Aledo | TX | 76008 | Parker | 32.7246 | -97.5371 | TRE | ERCO | Electric Reliability Council of Texas, Inc. |  | 22 | NR | 2 | IPP Non-CHP | N |  | Y | 10-117-000 | N |  | N | X |  | Oncor Electric Delivery Company LLC | 44372 | TX | 14 |  |  | N | [5 empty] | X | X
54842 | WM Renewable Energy LLC | 57021 | Waste Management Madison County LFGTE | 6639 Buyea Road | Canastota | NY | 13032 | Madison | 43.0336 | -75.7028 | NPCC | NYIS | New York Independent System Operator |  | 22 | NR | 2 | IPP Non-CHP | N |  | Y | 09-181-000 | N |  | N | X |  | Niagara Mohawk Power Corp. | 13573 | NY | 13 |  |  | N | [5 empty] | X | X
54842 | WM Renewable Energy LLC | 57022 | Waste Management King George LFGTE | 10376 Bullock Road | King George | VA | 22485 | King George | 38.2747 | -77.3081 | SERC | PJM | PJM Interconnection, LLC |  | 22 | NR | 2 | IPP Non-CHP | N |  | Y | 10-352-000 | N |  | N | X |  | Virginia Electric & Power Co | 19876 | VA | 37 |  |  | N | [5 empty] | X | X
54842 | WM Renewable Energy LLC | 57023 | Waste Management Rolling Meadows LFGTE | 7351 NW Hoghway 75 | Topeka | KS | 66618 | Shawnee | 39.1746 | -95.7311 | SPP | SWPP | Southwest Power Pool |  | 22 | NR | 2 | IPP Non-CHP | N |  | Y | 10-77-000 | N |  | N | X |  | Westar Energy Inc | 22500 | KS | 12 |  |  | N | [5 empty] | X | X
54842 | WM Renewable Energy LLC | 57024 | Waste Management Northern Oaks LFGTE | 513 North Country Farm Road | Harrison | MI | 48625 | Clare | 43.9906 | -84.8003 | RFC | MISO | Midcontinent Independent Transmission System Operator, Inc.. |  | 22 | NR | 2 | IPP Non-CHP | N |  | Y | 10-675-000 | N |  | N | X |  | Consumers Energy Co | 4254 | MI | 13 |  |  | N | [5 empty] | X | X
54842 | WM Renewable Energy LLC | 57025 | Waste Management Eco Vista LFGTE | 2210 Waste Managment Drive | Springdale | AR | 72762 | Washington | 36.1408 | -94.2597 | SERC | MISO | Midcontinent Independent Transmission System Operator, Inc.. |  | 22 | NR | 2 | IPP Non-CHP | N |  | Y | 10-674-000 | N |  | N | X |  | Arkansas Electric Coop Corp | 807 |  | 13 |  |  | N | [5 empty] | X | X
54842 | WM Renewable Energy LLC | 57026 | Superior Landfill Gas Recovery | 3001 Little Neck Road | Savannah | GA | 31419 | Chatham | 32.0303 | -81.2722 | SERC | SOCO | Southern Company Services, Inc. - Trans |  | 22 | NR | 2 | IPP Non-CHP | N |  | Y | 09-458-000 | N |  | N | X |  | Georgia Power Co | 7140 | GA | 13 |  |  | N | [5 empty] | X | X
590 | City of Anaheim - (CA) | 57027 | Canyon Power Plant | 3071 East Miraloma Ave. | Anaheim | CA | 92806 | Orange | 33.8581 | -117.8617 | WECC | CISO | California Independent System Operator | City of Anaheim, OC Water Dist | 22 | RE | 1 | Electric Utility | N |  | N |  | N |  | N | X |  | City of Anaheim - (CA) | 590 | CA | 69 |  |  | N | SOUTHERN CALIFORNIA GAS COMPANY |  |  |  |  | N | X
9191 | Idaho Power Co | 57028 | Langley Gulch Power Plant | Interstate 84 and Highway 30 | New Plymouth | ID | 83655 | Payette | 43.9044 | -116.8197 | WECC | IPCO | Idaho Power Company | Snake River Plain Aquifer Well | 22 | RE | 1 | Electric Utility | N |  | N |  | N |  | N | X |  | Idaho Power Co | 9191 | ID | 230 |  |  | N |  | NORTHWEST PIPELINE GP |  |  |  | N | N
17650 | Southern Power Co | 57029 | Cleveland Cnty Generating Facility | 240 Battleground Road | Kings Mountain | NC | 28086 | Cleveland | 35.1705 | -81.4166 | SERC | DUK | Duke Energy Carolinas | City of Kings Mountain | 22 | NR | 2 | IPP Non-CHP | N |  | N |  | N |  | N | X |  | Duke Energy Carolinas, LLC | 5416 | NC | 230 |  |  | N | PUBLIC SVC CO OF NORTH CAROLINA |  |  |  |  | N | X
11118 | Lockhart Power Co | 57030 | Pacolet Diesel Generation Facility | 908 Jerusalem Rd | Pacolet | SC | 29372 | Spartanburg | 34.8986 | -81.7397 | SERC | DUK | Duke Energy Carolinas |  | 22 | RE | 1 | Electric Utility | N |  | N |  | N |  | N | X |  | Lockhart Power Co | 11118 | SC | 34.5 |  |  | N
14232 | Otter Tail Power Co | 57031 | Luverne Wind Farm | 12310 20th St. NE | Luverne | ND | 58056 | Steele | 47.3272 | -97.8975 | MRO | MISO | Midcontinent Independent Transmission System Operator, Inc.. |  | 22 | RE | 1 | Electric Utility | N |  | N |  | N |  | N | X |  | Otter Tail Power Co | 14232 | ND | 230 |  |  | N | [5 empty] | X | X
14232 | Otter Tail Power Co | 57032 | Ashtabula Wind Energy Center | 12431 6th St. NE | Luverne | ND | 58056 | Barnes | 47.1244 | -97.8961 | MRO | MISO | Midcontinent Independent Transmission System Operator, Inc.. |  | 22 | RE | 1 | Electric Utility | N |  | N |  | N |  | N | X |  | Minnkota Power Coop, Inc | 12658 |  | 230 |  |  | N | [5 empty] | X | X
14232 | Otter Tail Power Co | 57033 | Langdon Wind Energy Center | 817 3rd Street | Langdon | ND | 58249 | Cavalier | 48.6303 | -98.3169 | MRO | MISO | Midcontinent Independent Transmission System Operator, Inc.. |  | 22 | RE | 1 | Electric Utility | N |  | N |  | N |  | N | X |  | Minnkota Power Coop, Inc | 12658 |  | 115 |  |  | N | [5 empty] | X | X
20737 | Willmar Municipal Utilities | 57034 | Willmar Municipal East Substation | 1214 High Ave NE | Willmar | MN | 56209 | Kandiyohi | 45.1272 | -95.025 | MRO | MISO | Midcontinent Independent Transmission System Operator, Inc.. |  | 22 | RE | 1 | Electric Utility | N |  | N |  | N |  |  | X |  | Willmar Municipal Utilities | 20737 | MN | 12.47 |  |  | N
20737 | Willmar Municipal Utilities | 57035 | Willmar Municipal SW Substation | 1920 30th St SW | Willmar | MN | 56209 | Kandiyohi | 45.105 | -95.0844 | MRO | MISO | Midcontinent Independent Transmission System Operator, Inc.. |  | 22 | RE | 1 | Electric Utility | N |  | N |  | N |  |  | X |  | Willmar Municipal Utilities | 20737 | MN | 12.47 |  |  | N
3522 | Chugach Electric Assn Inc | 57036 | Southcentral Power Project | 5601 Electron Dr. | Anchorage | AK | 99519 | Anchorage | 61.1674 | -149.9053 | ASCC |  | Chugach Electric Assn Inc | AWWU | 22 | RE | 1 | Electric Utility | N |  | N |  | N |  | N | X |  | Chugach Electric Assn Inc | 3522 | AK | 138 |  |  | N |  | ALASKA PIPELINE COMPANY |  |  |  | N | X
12686 | Mississippi Power Co | 57037 | Kemper County IGCC Project | Int MS HW 493 & Liberty Rd | De Kalb | MS | 39328 | Kemper | 32.6547 | -88.7622 | SERC | SOCO | Southern Company Services, Inc. - Trans | Municipality | 22 | RE | 1 | Electric Utility | N |  | N |  | N |  | Y | Y | OP | Mississippi Power Co | 12686 | MS | 230 |  |  | N |  | TENNESSEE GAS PIPELINE COMPANY |  |  |  | N | X
12647 | ALLETE, Inc. | 57038 | Bison I Wind Energy Center | 5198 30th St | New Salem | ND | 58563 | Morton | 46.98 | -101.5547 | MRO | MISO | Midcontinent Independent Transmission System Operator, Inc.. |  | 22 | RE | 1 | Electric Utility | N |  | N |  | N |  |  | X |  | ALLETE, Inc. | 12647 | MN | 230 |  |  | N | [5 empty] | X | X
14354 | PacifiCorp | 57039 | McFadden Ridge | 700 Wyoming Highway 12 | Rock River | WY | 82083 | Albany | 41.7244 | -105.9906 | WECC | PACE | PacifiCorp - East |  | 22 | RE | 1 | Electric Utility | N |  | N |  | N |  |  | X |  | PacifiCorp | 14354 | WY | 230 |  |  | N
14354 | PacifiCorp | 57040 | High Plains | 700 Highway 13 | Rock River | WY | 82083 | Albany | 41.6751 | -106.0111 | WECC | PACE | PacifiCorp - East |  | 22 | RE | 1 | Electric Utility | N |  | N |  | N |  |  | X |  | PacifiCorp | 14354 | WY | 230 |  |  | N
14328 | Pacific Gas & Electric Co | 57041 | Vaca Dixon Solar Station | 5138 Midway Road | Vacaville | CA | 95688 | Solano | 38.4106 | -121.9264 | WECC | CISO | California Independent System Operator |  | 22 | RE | 1 | Electric Utility | N |  | N |  | N |  |  | X |  | Pacific Gas & Electric Co | 14328 | CA | 12 |  |  | N
14328 | Pacific Gas & Electric Co | 57042 | CSU East Bay | 25800 Carlos Bee Blvd | Hayward | CA | 94542 | Alameda | 37.6589 | -122.0594 | WECC | CISO | California Independent System Operator | Domestic city water | 22 | RE | 1 | Electric Utility | N |  | N |  | N |  |  | X |  | Pacific Gas & Electric Co | 14328 | CA | 12 |  |  | N |  | PACIFIC GAS |  |  |  | N | X
14328 | Pacific Gas & Electric Co | 57043 | SF State University | 1600 Holloway Ave | San Francisco | CA | 94132 | San Francisco | 37.7239 | -122.4775 | WECC | CISO | California Independent System Operator | Domestic city water | 22 | RE | 1 | Electric Utility | N |  | N |  | N |  |  | X |  | Pacific Gas & Electric Co | 14328 | CA | 12 |  |  | N |  | PACIFIC GAS |  |  |  | N | X
59496 | Allete Clean Energy | 57044 | Armenia Mountain Wind Farm | 2806 Mountain Ridge Road | Mainesburg | PA | 16932 | Tioga | 41.7619 | -76.8553 | RFC | PJM | PJM Interconnection, LLC |  | 22 | NR | 2 | IPP Non-CHP | N |  | N |  | Y | 09-1278-000 | N | X |  | Pennsylvania Electric Co | 14711 | PA | 115 |  |  | N | [5 empty] | N | X
55963 | AE Power Services LLC | 57045 | Rolling Thunder Wind Farm | 606 West 14th Street | Miller | SD | 57362 | Hand | 44.4778 | -99.1339 | MRO | SWPP | Southwest Power Pool |  | 22 | NR | 2 | IPP Non-CHP | N |  | N |  | Y | 09-75-000 | N | X |  | NorthWestern Energy - (SD) | 13809 | SD | 69 |  |  | N
772 | Archer Daniels Midland Co | 57046 | Archer Daniels Midland Columbus | 3000 East 8th Street | Columbus | NE | 68601 | Platte | 41.4164 | -97.2863 | SPP | SWPP | Southwest Power Pool | Wells | 311 | NR | 7 | Industrial CHP | N |  | N |  | N |  | N | X |  | Loup River Public Power Dist | 11251 | NE | 115 |  |  | N |  | NORTHERN NATURAL GAS |  |  |  | N
13781 | Northern States Power Co - Minnesota | 57047 | Nobles Wind Project | 19469 McCall Ave | Reading | MN | 56165 | Nobles | 43.7036 | -95.7131 | MRO | MISO | Midcontinent Independent Transmission System Operator, Inc.. |  | 22 | RE | 1 | Electric Utility | N |  | N |  | N |  | N | X |  | Northern States Power Co - Minnesota | 13781 | MN | 34.5 |  |  | N | [5 empty] | X | X
14232 | Otter Tail Power Co | 57048 | Merricourt Wind Project | Not Available | Kulm | ND | 58456 | Dickey | 46.0992 | -98.5863 | MRO | MISO | Midcontinent Independent Transmission System Operator, Inc.. |  | 22 | RE | 1 | Electric Utility | N |  | N |  | N |  | N | X |  | Northern States Power Co | 13781 | MN | 345 |  |  | N | [5 empty] | X | X
56365 | NaturEner Glacier Wind Energy 1 LLC | 57049 | NaturEner Glacier Wind Energy 1 | 1321 Hjartarson Road | Ethridge | MT | 59435 | Toole | 48.51 | -112.1097 | WECC | GWA | NaturEner Power Watch, LLC (GWA) |  | 22 | NR | 2 | IPP Non-CHP | N |  | N |  | N |  |  | X |  | NorthWestern Energy LLC - (MT) | 12825 | MT | 115 |  |  | N | [5 empty] | N | X
56366 | NaturEner Glacier Wind Energy 2 LLC | 57050 | NaturEner Glacier Wind Energy 2 | 1321 Hjartarson Road | Ethridge | MT | 59435 | Toole | 48.5333 | -112.1847 | WECC | GWA | NaturEner Power Watch, LLC (GWA) |  | 22 | NR | 2 | IPP Non-CHP | N |  | N |  | N |  | N | X |  | Glacier Electric Coop, Inc | 7262 | MT | 115 |  |  | N | [5 empty] | N | X
221 | Alaska Village Elec Coop, Inc | 57051 | Noatak | PO Box 89 | Noatak | AK | 99761 | Northwest Arctic | 67.5709 | -162.9657 | ASCC |  |  |  | 22 | RE | 1 | Electric Utility | N |  | N |  | N |  | N | X |  | Alaska Village Elec Coop, Inc | 221 | AK | 13.47 |  |  | N | [5 empty] | X | X
221 | Alaska Village Elec Coop, Inc | 57052 | Savoonga | PO Box 40 | Savoonga | AK | 99769 | Nome | 63.6953 | -170.4757 | ASCC |  |  |  | 22 | RE | 1 | Electric Utility | N |  | N |  | N |  | N | X |  | Alaska Village Elec Coop, Inc | 221 | AK | 13.47 |  |  | N | [5 empty] | X | X
221 | Alaska Village Elec Coop, Inc | 57053 | Alakanuk | PO Box 167 | Alakanuk | AK | 99554 | Wade Hampton | 62.6833 | -164.6544 | ASCC |  |  |  | 22 | RE | 1 | Electric Utility | N |  | N |  | N |  | N | X |  | Alaska Village Elec Coop, Inc | 221 | AK | 13.47 |  |  | N | [5 empty] | X | X
221 | Alaska Village Elec Coop, Inc | 57054 | Upper Kalskag | PO Box 80 | Upper Kalskag | AK | 99607 | Bethel | 61.5269 | -160.3481 | ASCC |  |  |  | 22 | RE | 1 | Electric Utility | N |  | N |  | N |  | N | X |  | Alaska Village Elec Coop, Inc | 221 | AK | 13.47 |  |  | N | [5 empty] | X | X
221 | Alaska Village Elec Coop, Inc | 57055 | Stebbins | PO Box 22 | Stebbins | AK | 99671 | Nome | 63.521 | -162.2863 | ASCC |  |  |  | 22 | RE | 1 | Electric Utility | N |  | N |  | N |  | N | X |  | Alaska Village Elec Coop, Inc | 221 | AK | 13.47 |  |  | N | [5 empty] | X | X
221 | Alaska Village Elec Coop, Inc | 57056 | Scammon Bay | PO Box 90 | Scammon Bay | AK | 99662 | Wade Hampton | 61.843 | -165.5815 | ASCC |  |  |  | 22 | RE | 1 | Electric Utility | N |  | N |  | N |  | N | X |  | Alaska Village Elec Coop, Inc | 221 | AK | 13.47 |  |  | N | [5 empty] | X | X
221 | Alaska Village Elec Coop, Inc | 57057 | Quinhagak | PO Box 90 | Quinhagak | AK | 99655 | Bethel | 59.7474 | -161.9106 | ASCC |  |  |  | 22 | RE | 1 | Electric Utility | N |  | N |  | N |  | N | X |  | Alaska Village Elec Coop, Inc | 221 | AK | 13.47 |  |  | N | [5 empty] | X | X
221 | Alaska Village Elec Coop, Inc | 57058 | Pilot Station | PO Box 5040 | Pilot Station | AK | 99650 | Wade Hampton | 61.9365 | -162.8807 | ASCC |  |  |  | 22 | RE | 1 | Electric Utility | N |  | N |  | N |  | N | X |  | Alaska Village Elec Coop, Inc | 221 | AK | 13.47 |  |  | N | [5 empty] | X | X
221 | Alaska Village Elec Coop, Inc | 57059 | Koyuk | PO Box 29 | Koyuk | AK | 99753 | Nome | 64.9321 | -161.1671 | ASCC |  |  |  | 22 | RE | 1 | Electric Utility | N |  | N |  | N |  | N | X |  | Alaska Village Elec Coop, Inc | 221 | AK | 13.47 |  |  | N | [5 empty] | X | X
221 | Alaska Village Elec Coop, Inc | 57060 | Elim | PO Box 39009 | Elim | AK | 99739 | Nome | 64.6166 | -162.2637 | ASCC |  |  |  | 22 | RE | 1 | Electric Utility | N |  | N |  | N |  | N | X |  | Alaska Village Elec Coop, Inc | 221 | AK | 13.47 |  |  | N | [5 empty] | X | X
221 | Alaska Village Elec Coop, Inc | 57061 | St. Michael | PO Box 59070 | St. Michael | AK | 99659 | Nome | 63.4775 | -162.0383 | ASCC |  |  |  | 22 | RE | 1 | Electric Utility | N |  | N |  | N |  | N | X |  | Alaska Village Elec Coop, Inc | 221 | AK | 13.47 |  |  | N | [5 empty] | X | X
221 | Alaska Village Elec Coop, Inc | 57062 | Gambell | PO Box 189 | Gambell | AK | 99742 | Nome | 63.7771 | -171.7124 | ASCC |  |  |  | 22 | RE | 1 | Electric Utility | N |  | N |  | N |  | N | X |  | Alaska Village Elec Coop, Inc | 221 | AK | 13.47 |  |  | N | [5 empty] | X | X
221 | Alaska Village Elec Coop, Inc | 57063 | Shungnak | PO Box 59 | Shungnak | AK | 99773 | Northwest Arctic | 66.8881 | -157.1402 | ASCC |  |  |  | 22 | RE | 1 | Electric Utility | N |  | N |  | N |  | N | X |  | Alaska Village Elec Coop, Inc | 221 | AK | 13.47 |  |  | N | [5 empty] | X | X
221 | Alaska Village Elec Coop, Inc | 57064 | Kotlik | PO Box 20268 | Kotlik | AK | 99620 | Wade Hampton | 63.0322 | -163.5531 | ASCC |  |  |  | 22 | RE | 1 | Electric Utility | N |  | N |  | N |  | N | X |  | Alaska Village Elec Coop, Inc | 221 | AK | 13.47 |  |  | N | [5 empty] | X | X
221 | Alaska Village Elec Coop, Inc | 57065 | Kivalina | PO Box 50079 | Kivalina | AK | 99750 | Northwest Arctic | 67.7266 | -164.5384 | ASCC |  |  |  | 22 | RE | 1 | Electric Utility | N |  | N |  | N |  | N | X |  | Alaska Village Elec Coop, Inc | 221 | AK | 13.47 |  |  | N | [5 empty] | X | X
221 | Alaska Village Elec Coop, Inc | 57066 | Kasigluk | PO Box 19 Akula Heights | Kasigluk | AK | 99609 | Bethel | 60.8731 | -162.5197 | ASCC |  |  |  | 22 | RE | 1 | Electric Utility | N |  | N |  | N |  | N | X |  | Alaska Village Elec Coop, Inc | 221 | AK | 13.47 |  |  | N | [5 empty] | X | X
221 | Alaska Village Elec Coop, Inc | 57067 | Toksook Bay | Nelson Island, PO Box 37008 | Toksook Bay | AK | 99637 | Bethel | 60.5301 | -165.1086 | ASCC |  |  |  | 22 | RE | 1 | Electric Utility | N |  | N |  | N |  | N | X |  | Alaska Village Elec Coop, Inc | 221 | AK | 13.47 |  |  | N | [5 empty] | X | X
56354 | GenConn Middletown LLC | 57068 | GenConn Middletown LLC | 1866 River Road | Middletown | CT | 6457 | Middlesex | 41.5544 | -72.5767 | NPCC | ISNE | ISO New England Inc. | Connecticut River | 22 | NR | 2 | IPP Non-CHP | N |  | N |  | Y | 09-55-000 | N | X |  | Connecticut Light & Power Co | 4176 | CT | 345 |  |  | N |  | Algonquin Gas Transmission Company |  |  |  | N | X
56353 | Twin Cities Hydro LLC | 57069 | Twin Cities Hydro LLC | 965 S. Mississippi River Blvd | St. Paul | MN | 55116 | Ramsey | 44.9156 | -93.1994 | MRO | MISO | Midcontinent Independent Transmission System Operator, Inc.. | Mississippi River | 22 | NR | 2 | IPP Non-CHP | N |  | N |  | Y | 08-51-000 | N | X |  | Northern States Power Co - Minnesota | 13781 | MN | 13.8 |  |  | N | [5 empty] | N | N
56352 | GenConn Devon LLC | 57070 | GenConn Devon LLC | 734 Naugatuck Ave | Milford | CT | 6460 | New Haven | 41.2108 | -73.1075 | NPCC | ISNE | ISO New England Inc. | Housatonic River | 22 | NR | 2 | IPP Non-CHP | N |  | N |  | Y | 09-56-000 | N | X |  | Connecticut Light & Power Co | 4176 | CT | 115 |  |  | N |  | IROQUOIS GAS TRANSMISSION SYS LP |  |  |  | N
56351 | Denton Power LLC | 57071 | Denton Power LLC | 1527 S. Mayhill Rd, Bldg #107 | Denton | TX | 76208 | Denton | 33.1919 | -97.0761 | TRE | ERCO | Electric Reliability Council of Texas, Inc. | n/a | 22 | NR | 2 | IPP Non-CHP | N |  | Y | 08-785-000 | N |  | N | X |  | City of Denton - (TX) | 5063 | TX | 13.2 |  |  | N | [5 empty] | N | X
56364 | United States Steel Granite City Works | 57072 | Granite City Works | 1951 State Street | Granite City | IL | 62040 | Madison | 38.6972 | -90.1283 | SERC | MISO | Midcontinent Independent Transmission System Operator, Inc.. | Illinois American Water Co | 3311 | NR | 7 | Industrial CHP | Y | 09-393-000 | N |  | N |  |  | X |  | Ameren Illinois Company | 56697 | IL | 69 |  |  | N
57499 | NRG Energy Services | 57073 | Ivanpah 2 | 100302 Yates Well Road | Nipton | CA | 92364 | San Bernardino | 35.5561 | -115.4686 | WECC | CISO | California Independent System Operator | Wells | 22 | NR | 2 | IPP Non-CHP | N |  | N |  | N |  | N | X |  | Southern California Edison Co | 17609 | CA | 115 |  |  | N |  | KERN RIVER GAS TRANSMISSION CO |  |  |  | N | N
57499 | NRG Energy Services | 57074 | Ivanpah 1 | 100302 Yates Well Road | Nipton | CA | 92364 | San Bernardino | 35.5331 | -115.4525 | WECC | CISO | California Independent System Operator | Wells | 22 | NR | 2 | IPP Non-CHP | N |  | N |  | N |  | N | X |  | Southern California Edison Co | 17609 | CA | 115 |  |  | N |  | KERN RIVER GAS TRANSMISSION CO |  |  |  | N | N
57499 | NRG Energy Services | 57075 | Ivanpah 3 | 100302 Yates Well Road | Nipton | CA | 92364 | San Bernardino | 35.5808 | -115.4825 | WECC | CISO | California Independent System Operator | Wells | 22 | NR | 2 | IPP Non-CHP | N |  | N |  | N |  | N | X |  | Southern California Edison Co | 17609 | CA | 115 |  |  | N |  | KERN RIVER GAS TRANSMISSION CO |  |  |  | N | N
56367 | Columbus Water Works | 57076 | South Columbus Water Resource Facility | 3001 South Lumpkin Road | Columbus | GA | 31904 | Muscogee | 32.4119 | -84.9761 | SERC | SOCO | Southern Company Services, Inc. - Trans |  | 22132 | NR | 5 | Commercial CHP | N |  | N |  | N |  | N | X |  | Georgia Power Co | 7140 | GA | 2.4 |  |  | N | ATMOS ENERGY CORPORATION |  |  |  |  | N
59155 | First Wind O&M, LLC | 57078 | Steel Winds II | 1951 Hamburg Turnpike | Lackawanna | NY | 14218 | Erie | 42.8072 | -78.8617 | NPCC | NYIS | New York Independent System Operator |  | 22 | NR | 2 | IPP Non-CHP | N |  | N |  | Y | 12-23 | N | X |  | Niagara Mohawk Power Corp. | 13573 | NY | 115 |  |  | N
59155 | First Wind O&M, LLC | 57079 | Milford Wind Corridor I LLC | 2390 East First Wind Rd | Milford | UT | 84751 | Beaver | 38.5357 | -112.935 | WECC | LDWP | Los Angeles Department of Water and Power |  | 22 | NR | 2 | IPP Non-CHP | N |  | N |  | Y | EG09-71 | N | X |  | Los Angeles Department of Water & Power | 11208 | CA | 345 |  |  | N
59155 | First Wind O&M, LLC | 57080 | Sheffield Wind | 1390 New Duck Pond Rd | Sheffield | VT | 5866 | Caledonia | 44.676 | -72.1013 | NPCC | ISNE | ISO New England Inc. |  | 22 | NR | 2 | IPP Non-CHP | N |  | Y | QF06-73 | Y | EG11-37 | N | X |  | Vermont Electric Power Co, Inc | 19792 | VT | 115 |  |  | N
56610 | Calpine Vineland Solar LLC | 57081 | Calpine Vineland Solar LLC | 1776 S. Mill Rd. | Vineland | NJ | 8360 | Cumberland | 39.4636 | -75.0667 | RFC | PJM | PJM Interconnection, LLC |  | 22 | NR | 2 | IPP Non-CHP | N |  | N |  | Y | 09-41-000 |  | X |  | City of Vineland - (NJ) | 19856 | NJ | 13.8 |  |  | N
59155 | First Wind O&M, LLC | 57082 | Kaheawa Wind Power II LLC | 3000 Honoapiilani Hwy | Wailuku | HI | 96793 | Maui | 20.7947 | -156.536 | HICC |  |  |  | 22 | NR | 2 | IPP Non-CHP | N |  | Y | 05-417 | Y | 12-12 | N | X |  | Maui Electric Co Ltd | 11843 | HI | 69 |  |  | Y
59155 | First Wind O&M, LLC | 57083 | Bull Hill Wind Project | Stone Dam Road | Eastbrook | ME | 4634 | Hancock | 44.7231 | -68.2425 | NPCC | ISNE | ISO New England Inc. |  | 22 | NR | 2 | IPP Non-CHP | N |  | N |  | Y | 12-81 | N | X |  | Emera Maine | 1179 | ME | 115 |  |  | N
213 | Alaska Electric Light&Power Co | 57085 | Lake Dorothy Hydroelectric Project | Lake Dorothy | Juneau | AK | 99801 | Juneau | 58.2325 | -134.0533 | ASCC |  |  | Lake Dorothy | 22 | RE | 1 | Electric Utility | N |  | N |  | N |  | N | X |  | Alaska Electric Light&Power Co | 213 | AK | 138 |  |  | N | [5 empty] | X | X
59155 | First Wind O&M, LLC | 57087 | Kahuku Wind Power LLC | Kamehameha Hwy and Charlie Rd | Honolulu | HI | 96731 | Honolulu | 21.681 | -157.975 | HICC |  |  |  | 22 | NR | 2 | IPP Non-CHP | N |  | Y | QF08-454 | N |  |  | X |  | Hawaiian Electric Co Inc | 19547 | HI | 46 |  |  | Y
59155 | First Wind O&M, LLC | 57088 | Bowers Wind Project | NA | Carroll Plantation | ME | 4487 | Penobscot | 45.4144 | -68.0381 | NPCC | ISNE | ISO New England Inc. |  | 22 | NR | 2 | IPP Non-CHP | N |  | N |  | N |  | N | X |  | Emera Maine | 1179 | ME | 115 |  |  | N
56378 | Duke Energy DEGS Campbell Hill | 57090 | Campbell Hill Windpower | 1068 Cole Creek Road | Glenrock | WY | 82637 | Converse | 43.0145 | -105.999 | WECC | PACE | PacifiCorp - East |  | 22 | NR | 2 | IPP Non-CHP | N |  | N |  | N |  |  | X |  | PacifiCorp | 14354 | WY | 230 |  |  | N
56377 | Duke Energy DEGS Silver Sage Wndpwr LLC | 57091 | Silver Sage Windpower | 1425 Happy Jack Rd. | Cheyenne | WY | 82009 | Laramie | 41.1297 | -105.024 | WECC | WAUW | Western Area Power Administration UGP West |  | 22 | NR | 2 | IPP Non-CHP | N |  | N |  | N |  |  | X |  | WAPA-- Western Area Power Administration | 27000 | WY | 115 |  |  | N
56394 | Chevron USA | 57093 | Casper Wind Farm | 3131 Sunburst Drive | Evansville | WY | 82636 | Natrona | 42.8847 | -106.2214 | WECC | PACE | PacifiCorp - East |  | 22 | NR | 2 | IPP Non-CHP | N |  | Y | 09-492-000 | N |  | N | X |  | PacifiCorp | 14354 | WY | 115 |  |  | N | [5 empty] | N | X
15399 | Avangrid Renewables LLC | 57094 | Streator Cayuga Ridge South | 25482 E 2300 North Road | Odell | IL | 60460 | Livingston | 40.9969 | -88.49 | RFC | PJM | PJM Interconnection, LLC |  | 22 | NR | 2 | IPP Non-CHP | N |  | N |  | Y | 09-66-000 |  | X |  | Commonwealth Edison Co | 4110 | IL | 34 |  |  | N
15399 | Avangrid Renewables LLC | 57095 | Penascal II Wind Project LLC | 881 South Highway 77 | Sarita | TX | 78385 | Kenedy | 27.1197 | -97.5499 | TRE | ERCO | Electric Reliability Council of Texas, Inc. |  | 22 | NR | 2 | IPP Non-CHP | N |  | N |  | Y | 09-22-000 |  | X |  | AEP Texas Central Company | 3278 | TX | 37 |  |  | N
15399 | Avangrid Renewables LLC | 57096 | Star Point Wind Project LLC | 98536 Klondike Lane | Wasco | OR | 97065 | Sherman | 45.51 | -120.48 | WECC | BPAT | Bonneville Power Administration |  | 22 | NR | 2 | IPP Non-CHP | N |  | N |  | Y | 010-228-000 |  | X |  | Bonneville Power Administration | 1738 | OR | 32.3 |  |  | N
15399 | Avangrid Renewables LLC | 57097 | Rugby Wind Power Project | 3212 74th Street NE | Barton | ND | 58384 | Pierce | 48.4968 | -99.9513 | MRO | MISO | Midcontinent Independent Transmission System Operator, Inc.. |  | 22 | NR | 2 | IPP Non-CHP | N |  | N |  | Y | 09-1284-002 |  | X |  | Otter Tail Power Co | 14232 | ND | 39 |  |  | N
15399 | Avangrid Renewables LLC | 57098 | Dry Lake Wind LLC | 533 SR 377 | Herber | AZ | 85928 | Navajo | 34.6596 | -110.2842 | WECC | SRP | Salt River Project |  | 22 | NR | 2 | IPP Non-CHP | N |  | N |  | Y | 09-70-000 |  | X |  | Salt River Project | 16572 | AZ | 24 |  |  | N
59348 | WestRock (WA) | 57099 | WestRock (WA) | 801 East Portland Ave | Tacoma | WA | 98421 | Pierce | 47.2661 | -122.4283 | WECC | TPWR | City of Tacoma, Department of Public Utilities, Light Division | Tacoma City Water | 322122 | NR | 7 | Industrial CHP | N |  | Y | 09-475-000 | N |  | N | X |  | City of Tacoma - (WA) | 18429 | WA | 115 |  |  | N | PUGET SOUND ENERGY |  |  |  |  | N | N
56396 | J&A-Santa Maria LLC | 57100 | Santa Maria LFG Power Plant | 1400 East Church Street | Santa Maria | CA | 93454 | Santa Barbara | 34.9537 | -120.4142 | WECC | CISO | California Independent System Operator |  | 22 | NR | 3 | IPP CHP | N |  | N |  | N |  |  | X |  | Pacific Gas & Electric Co | 14328 | CA | 12 |  |  | N
56397 | J&A-Santa Maria II LLC | 57101 | J&A-Santa Maria II LLC | 2065 East Main Street | Santa Maria | CA | 93454 | Santa Barbara | 34.9494 | -120.3803 | WECC | CISO | California Independent System Operator |  | 22 | NR | 3 | IPP CHP | N |  | N |  | N |  |  | X |  | Pacific Gas & Electric Co | 14328 | CA | 12 |  |  | N
56395 | J&A-Whittier LLC | 57102 | Whittier LFG Power Plant #1 | 12442 Putnam Street | Whittier | CA | 90602 | Los Angeles | 33.9716 | -118.0481 | WECC | CISO | California Independent System Operator |  | 22 | NR | 3 | IPP CHP | N |  | N |  | N |  | N | X |  | Southern California Edison Co | 17609 | CA | 12.47 |  |  | N | [5 empty] | N | X
56406 | Newark America | 57103 | Newark America Mill | 100 Newark Way | Fitchburg | MA | 1420 | Worcester | 42.561 | -71.8488 | NPCC | ISNE | ISO New England Inc. | Snows Mill Pond | 32213 | NR | 7 | Industrial CHP | N |  | N |  | N |  | N | X |  | Unitil Energy Systems | 24590 | NH | 13.8 |  |  | N |  | None |  |  |  | N | X
56410 | Mesalands Community College | 57106 | Mesalands Comm College Wind Turbine | 911 South Tenth Street | Tucumcari | NM | 88401 | Quay | 35.17 | -103.74 | SPP | SWPP | Southwest Power Pool |  | 611 | NR | 4 | Commercial Non-CHP | N |  | Y | 09-103-000 | N |  | N | X |  | Southwestern Public Service Co | 17718 | NM | 12.47 |  |  | N | [5 empty] | X | X
56409 | Milford Wind Corridor Stage II LLC | 57107 | Milford Wind Corridor Stage II LLC | 2390 East First Wind Road | Milford | UT | 84751 | Beaver | 38.5852 | -112.931 | WECC | LDWP | Los Angeles Department of Water and Power |  | 22 | NR | 2 | IPP Non-CHP | N |  | N |  | Y | EG11-43 |  | X |  | Los Angeles Department of Water & Power | 11208 | CA | 345 |  |  | N
56416 | Blue Canyon Windpower V LLC | 57108 | Blue Canyon Windpower V LLC | Hwy. 277 at Hwy. 281 | Carnegie | OK | 57015 | Caddo | 34.8217 | -98.4525 | SPP | SWPP | Southwest Power Pool |  | 22 | NR | 2 | IPP Non-CHP | N |  | N |  | Y | EG09-45 |  | X |  | Public Service Co of Oklahoma | 15474 | OK | 138 |  |  | N
56417 | Meadow Lake Wind Farm LLC | 57109 | Meadow Lake Wind Farm LLC | IH-65 at Hwy. 43 | Lafayette | IN | 49707 | White | 40.6275 | -86.935 | RFC | PJM | PJM Interconnection, LLC |  | 22 | NR | 2 | IPP Non-CHP | N |  | N |  | Y | 09-47-000 |  | X |  | Indiana Michigan Power Co | 9324 | IN | 345 |  |  | N
56418 | Blackstone Wind Farm LLC | 57110 | Blackstone Wind Farm LLC | 111 Watters Dr | Ransom | IL | 60420 | Livingston | 41.1508 | -88.6233 | RFC | PJM | PJM Interconnection, LLC |  | 22 | NR | 2 | IPP Non-CHP | N |  | N |  | Y | 09-49-000 |  | X |  | Commonwealth Edison Co | 4110 | IL | 345 |  |  | N
56419 | Lost Lakes Wind Farm LLC | 57111 | Lost Lakes Wind Farm LLC | 1481 135th Ave | Lake Park | IA | 51347 | Dickinson | 43.3456 | -95.3233 | MRO | MISO | Midcontinent Independent Transmission System Operator, Inc.. |  | 22 | NR | 2 | IPP Non-CHP | N |  | N |  | Y | 09-44-000 | N | X |  | ITC Midwest LLC | 56161 |  | 161 |  |  | N
56420 | Meadow Lake Wind Farm II LLC | 57112 | Meadow Lake Wind Farm II LLC | IH-65 at Hwy. 43 | Lafayette | IN | 49707 | White | 40.6431 | -87.0242 | RFC | PJM | PJM Interconnection, LLC |  | 22 | NR | 2 | IPP Non-CHP | N |  | N |  | N |  |  | X |  | Indiana Michigan Power Co | 9324 | IN | 345 |  |  | N
56421 | Blackstone Wind Farm II LLC | 57113 | Blackstone Wind Farm II LLC | 111 Watters Dr | Dwight | IL | 60420 | Livingston | 41.1406 | -88.53 | RFC | PJM | PJM Interconnection, LLC |  | 22 | NR | 2 | IPP Non-CHP | N |  | N |  | Y | EG10-35 |  | X |  | Commonwealth Edison Co | 4110 | IL | 345 |  |  | N
56423 | Meadow Lake Wind Farm III LLC | 57115 | Meadow Lake Wind Farm III LLC | IH-65 at Hwy. 43 | Lafayette | IN | 49707 | White | 40.5986 | -87.0194 | RFC | PJM | PJM Interconnection, LLC |  | 22 | NR | 2 | IPP Non-CHP | N |  | N |  | N |  |  | X |  | Indiana Michigan Power Co | 9324 | IN | 345 |  |  | N
56424 | Quilt Block Wind Farm LLC | 57116 | Quilt Block Wind Farm LLC | Hwy. 81 at Hwy. 23 | Darlington | WI | 56350 | Lafayette | 42.6733 | -90.2653 | MRO | MISO | Midcontinent Independent Transmission System Operator, Inc.. |  | 22 | NR | 2 | IPP Non-CHP | N |  | N |  | N |  | N | X |  | American Transmission Co | 659 | WI | 138 |  |  | N
56425 | Simpson Ridge Wind Farm LLC | 57117 | Simpson Ridge Wind Farm LLC | Hwy. 72 at IH-80 | Hanna | WY | 82327 | Carbon | 41.8794 | -106.3697 | WECC | PACE | PacifiCorp - East |  | 22 | NR | 2 | IPP Non-CHP | N |  | N |  | N |  |  | X |  | PacifiCorp | 14354 | WY | 230 |  |  | N
56246 | Greensburg Wind Farm, LLC | 57118 | Greensburg | 11237 Us Hwy 183 | Greensburg | KS | 67054 | Kiowa | 37.5499 | -99.3444 | SPP | SWPP | Southwest Power Pool |  | 22 | NR | 2 | IPP Non-CHP | N |  | Y | 10-291-000 | N |  | N | X |  | Pioneer Electric Coop, Inc - (KS) | 15073 | KS | 34.5 |  |  | N
56413 | Koda Energy LLC | 57119 | Koda Biomass Plant | 975 3rd Avenue West | Shakopee | MN | 55379 | Scott | 44.7956 | -93.5386 | MRO | MISO | Midcontinent Independent Transmission System Operator, Inc.. | Well | 22 | NR | 3 | IPP CHP | N |  | Y | 09-107-000 | N |  | N | X |  | Northern States Power Co - Minnesota | 13781 | MN | 69 |  |  | N |  | NORTHERN NATURAL GAS |  |  |  | N | X
56415 | Wilton Wind II LLC | 57120 | Wilton Wind II LLC | 5120 279th Ave NE | Wilton | ND | 58579 | Burleigh | 47.1333 | -100.7011 | MRO | MISO | Midcontinent Independent Transmission System Operator, Inc.. |  | 22 | NR | 2 | IPP Non-CHP | N |  | N |  | N |  | N | X |  | Central Power Elec Coop, Inc | 3279 |  | 230 |  |  | N
56414 | Ashtabula Wind II LLC | 57121 | Ashtabula Wind II LLC | 12306 20th Street NE | Luverne | ND | 58056 | Steele | 47.2924 | -97.9317 | MRO | MISO | Midcontinent Independent Transmission System Operator, Inc.. |  | 22 | NR | 2 | IPP Non-CHP | N |  | N |  | N |  | N | X |  | Otter Tail Power Co | 14232 | ND | 240 |  |  | N | [5 empty] | X | X
56427 | University of California Irvine | 57122 | UCI Facilities Management Central Plant | West Peltason Dr., Bldg 902 | Irvine | CA | 92697 | Orange | 33.6481 | -117.8467 | WECC | CISO | California Independent System Operator | Municipality | 611 | NR | 5 | Commercial CHP | N |  | N |  | N |  | N | X |  | Southern California Edison Co | 17609 | CA | 12 |  |  | N | SOUTHERN CALIFORNIA GAS COMPANY |  |  |  |  | N
56355 | LES Project Holdings LLC | 57123 | Trail Ridge Landfill Gas Recovery | 5110 US Highway 301 S | Baldwin | FL | 32234 | Duval | 30.228 | -82.0409 | FRCC | JEA | JEA |  | 22 | NR | 2 | IPP Non-CHP | N |  | Y | 07-389-001 | N |  | N | X |  | JEA | 9617 | FL | 23 |  |  | N | [5 empty] | N | X
56592 | Idaho Wind Partners 1 LLC | 57124 | Payne's Ferry | 186 E 5700 N | Hagerman | ID | 83332 | Twin Falls | 42.8253 | -115.0108 | WECC | IPCO | Idaho Power Company |  | 22 | NR | 2 | IPP Non-CHP | N |  | Y | 08-31-000 | N |  |  | X |  | Idaho Power Co | 9191 | ID | 138 |  |  | N
56592 | Idaho Wind Partners 1 LLC | 57125 | Camp Reed | Sect 16 Township 7 Sth 12 E | Glenns Ferry | ID | 83332 | Elmore | 42.8119 | -115.0489 | WECC | IPCO | Idaho Power Company |  | 22 | NR | 2 | IPP Non-CHP | N |  | Y | 08-25-000 | N |  |  | X |  | Idaho Power Co | 9191 | ID | 138 |  |  | N
56592 | Idaho Wind Partners 1 LLC | 57126 | Yahoo Creek | Sect 1 Township 8 Sth 12 E | Hagerman | ID | 83332 | Twin Falls | 42.7708 | -114.9886 | WECC | IPCO | Idaho Power Company |  | 22 | NR | 2 | IPP Non-CHP | N |  | Y | 08-37-000 | N |  |  | X |  | Idaho Power Co | 9191 | ID | 138 |  |  | N
17609 | Southern California Edison Co | 57127 | Solar Photovoltaic Project #24 | 305 W. Resource Drive | Rialto | CA | 92316 | San Bernardino | 34.0383 | -117.3731 | WECC | CISO | California Independent System Operator |  | 22 | RE | 1 | Electric Utility | N |  | N |  | N |  |  | X |  | Southern California Edison Co | 17609 | CA | 12
56440 | G2 Energy LLC | 57128 | G2 Energy Marion LLC | 5601 SE 66th Street | Ocala | FL | 34480 | Marion | 29.1229 | -82.0555 | FRCC | FPC | Progress Energy Florida |  | 22 | NR | 2 | IPP Non-CHP | N |  | Y | 09-10-000 | N |  | N | X |  | Duke Energy Florida, Inc | 6455 | FL | 12.47 |  |  | N
56439 | Beaver Ridge Wind LLC | 57130 | Beaver Ridge Wind | End of Sibley Road | Freedom | ME | 4941 | Waldo | 44.4967 | -69.35 | NPCC | ISNE | ISO New England Inc. |  | 22 | NR | 2 | IPP Non-CHP | N |  | N |  | N |  | N | X |  | Central Maine Power Co | 3266 | ME | 34.5 |  |  | N | [5 empty] | N | N
56437 | Heritage Stoney Corners Wind Farm I LLC | 57131 | Stoney Corners Wind Farm | 10252 S. LaChance Road | McBain | MI | 49657 | Missaukee | 44.19 | -85.2983 | RFC | MISO | Midcontinent Independent Transmission System Operator, Inc.. |  | 22 | NR | 2 | IPP Non-CHP | N |  | Y | 08-688-001 | N |  |  | X |  | Wolverine Power Supply Coop | 20910 |  | 69 |  |  | N | [5 empty] | N | X
56469 | Enbridge G & P (Oklahoma) LP | 57132 | Nine Mile Gas Processing Plant | 5.6 Miles N of Leedey, Hwy 34 | Leedy | OK | 73654 | Dewey | 35.9408 | -99.3033 | SPP | SWPP | Southwest Power Pool |  | 211 | NR | 6 | Industrial Non-CHP | N |  | N |  | N |  | N | X |  | Kiwash Electric Coop, Inc | 10375 | OK | 138 |  |  | N |  | ENBRIDGE PLS TEXAS GATHERING LP |  |  |  | N | N
56440 | G2 Energy LLC | 57133 | G2 Energy Ostrom Road LLC | 5900 Ostrom Rd | Wheatland | CA | 95692 | Yuba | 39.0728 | -121.3992 | WECC | CISO | California Independent System Operator |  | 22 | NR | 2 | IPP Non-CHP | N |  | Y | 09-11-000 | N |  | N | X |  | Pacific Gas & Electric Co | 14328 | CA | 12.47 |  |  | N
34691 | Ormat Nevada Inc | 57134 | OREG 4 Peetz | 37500 County Rd 78 | Peetz | CO | 80747 | Logan | 40.9925 | -102.8531 | WECC | WACM | Western Area Power Administration - Rocky Mountain Region |  | 22 | NR | 2 | IPP Non-CHP | N |  | Y | QF11-123 | N |  |  | X |  | Highline Electric Assn | 8570 | CO | 12.4 |  |  | N
58672 | Everpower Wind Holdings Inc | 57135 | Big Sky Wind LLC | 911 Easy Road | Ohio | IL | 61349 | Bureau | 41.5992 | -89.4561 | RFC | PJM | PJM Interconnection, LLC |  | 22 | NR | 2 | IPP Non-CHP | N |  | N |  | Y | 09-91-000 |  | X |  | Commonwealth Edison Co | 4110 | IL | 138 |  |  | N
56475 | Tuana Springs Energy, LLC | 57136 | Tuana Springs | 6035 N 158 E Rd. | Hagerman | ID | 83301 | Twin Falls | 42.8925 | -115.0164 | WECC | IPCO | Idaho Power Company |  | 22 | NR | 2 | IPP Non-CHP | N |  | Y | 08-742-000 | N |  | N | X |  | Idaho Power Co | 9191 | ID | 138 |  |  | N
56483 | Eurus Combine Hills II LLC | 57137 | Eurus Combine Hills Turbine Ranch 2 | 84700 Whitewater Reservoir Rd | Milton Freewater | OR | 97862 | Umatilla | 45.943 | -118.591 | WECC | BPAT | Bonneville Power Administration |  | 22 | NR | 2 | IPP Non-CHP | N |  | N |  | Y | 09-1699-000, 09-1699-001, 09-1699-002 | N | X |  | Bonneville Power Administration | 1738 | OR | 69 |  |  | N
56476 | Ameresco | 57138 | Savannah River Site Biomass Cogen | Burma Rd. | Aiken | SC | 29808 | Aiken | 33.2833 | -81.6667 | SERC | SCEG | South Carolina Electric & Gas Company | Savannah River | 22 | NR | 3 | IPP CHP | N |  | N |  | N |  | N | X |  | South Carolina Electric&Gas Company | 17539 | SC | 13.8 |  |  | N | [5 empty] | N | N
58672 | Everpower Wind Holdings Inc | 57139 | Highland Wind Project (PA) | 225 Substation Road | Sidman | PA | 15955 | Cambria | 40.3042 | -78.6908 | RFC | PJM | PJM Interconnection, LLC |  | 22 | NR | 2 | IPP Non-CHP | N |  | N |  | Y | 09-2-000 |  | X |  | Pennsylvania Electric Co | 14711 | PA | 115 |  |  | N
56493 | RV CSU Power LLC | 57141 | RV CSU Power LLC | 3840 LaPorte Ave. | Fort Collins | CO | 80521 | Larimer | 40.5911 | -105.1459 | WECC | PSCO | Public Service Company of Colorado |  | 611 | NR | 4 | Commercial Non-CHP | N |  | Y | 10-160-000 | N |  |  | X |  | Public Service Co of Colorado | 15466 | CO | 13.2 |  |  | N
49893 | Invenergy Services LLC | 57151 | Beech Ridge Energy LLC | 128 Coleman Rd. | Rupert | WV | 25984 | Greenbrier | 38.0878 | -80.4925 | RFC | PJM | PJM Interconnection, LLC |  | 22 | NR | 2 | IPP Non-CHP | N |  | N |  | N |  | N | X |  | Monongahela Power Co | 12796 | WV | 138 |  |  | N
56499 | Harvest Wind Project TIC | 57152 | Harvest Wind Project | 1135 Dot Rd | Roosevelt | WA | 99356 | Klickitat | 45.8131 | -120.3475 | WECC | BPAT | Bonneville Power Administration |  | 22 | NR | 2 | IPP Non-CHP | N |  | N |  | N |  | N | X |  | PUD No 1 of Klickitat County | 10393 | WA | 230 |  |  | N
56506 | Langford Wind Power LLC | 57153 | Langford Wind Power | 9636 Duff Road | Christoval | TX | 76935 | Tom Green | 31.0854 | -100.6788 | TRE | ERCO | Electric Reliability Council of Texas, Inc. |  | 22 | NR | 2 | IPP Non-CHP | N |  | N |  | N |  | N | X |  | AEP Texas North Company | 20404 | TX | 138 |  |  | N | [5 empty] | N | X
59186 | Mesquite Lake Water & Power Plant 1 | 57154 | Mesquite Lake Water & Power Plant 1 | 3505 US Highway 111 | Imperial | CA | 92225 | Imperial | 32.9066 | -115.5137 | WECC | IID | Imperial Irrigation District | Redwood Lateral | 22 | NR | 2 | IPP Non-CHP | N |  | N |  | N |  |  | X |  | Imperial Irrigation District | 9216 | CA | 92 |  |  | N | SOUTHERN CALIFORNIA GAS COMPANY
15399 | Avangrid Renewables LLC | 57156 | Barton Chapel Wind Farm | 6868 Rock Creek Rd | Jacksboro | TX | 76458 | Jack | 33.068 | -98.3377 | TRE | ERCO | Electric Reliability Council of Texas, Inc. |  | 22 | NR | 2 | IPP Non-CHP | N |  | N |  | N |  |  | X |  | Oncor Electric Delivery Company LLC | 44372 | TX | 230 |  |  | N
56514 | Windy Flats Partners LLC | 57159 | Windy Flats Wind Project | 24 Stringstreet Rd | Centerville | WA | 98613 | Klickitat | 45.7269 | -120.8339 | WECC | BPAT | Bonneville Power Administration |  | 22 | NR | 2 | IPP Non-CHP | N |  | N |  | Y | 09-33-000 | N | X |  | PUD No 1 of Klickitat County | 10393 | WA | 230 |  |  | N | [5 empty] | N
56515 | White River Hydroelectric | 57160 | White River Lock and Dam 1 | 1830 Chaney Dr | Batesville | AR | 72501 | Independence | 35.7574 | -91.6369 | SERC | SPA | Southwestern Power Administration | White River | 22 | NR | 2 | IPP Non-CHP | N |  | N |  | N |  | N | X |  | Southwestern Power Administration | 17716 |  | 161 |  |  | N
56515 | White River Hydroelectric | 57161 | White River Lock and Dam 2 | 100 Lock 2 Rd | Locust Grove | AR | 72550 | Independence | 35.744 | -91.7654 | SERC | SPA | Southwestern Power Administration | White River | 22 | NR | 2 | IPP Non-CHP | N |  | N |  | N |  | N | X |  | Southwestern Power Administration | 17716 |  | 161 |  |  | N
56515 | White River Hydroelectric | 57162 | White River Lock and Dam 3 | 30 Martin Access Rd | Marcella | AR | 72555 | Stone | 35.8436 | -91.8505 | SERC | SPA | Southwestern Power Administration | White River | 22 | NR | 2 | IPP Non-CHP | N |  | N |  | N |  | N | X |  | Southwestern Power Administration | 17716 |  | 161 |  |  | N
11217 | Los Angeles County Sanitation | 57163 | Calabasas Gas to Energy Facility | 5300 Lost Hills Rd | Agoura | CA | 91301 | Los Angeles | 34.1511 | -118.7236 | WECC | CISO | California Independent System Operator |  | 562212 | NR | 4 | Commercial Non-CHP | N |  | Y | 10-219-000 | N |  | N | X |  | Southern California Edison Co | 17609 | CA | 16 |  |  | N | SOUTHERN CALIFORNIA GAS COMPANY |  |  |  |  | N
54842 | WM Renewable Energy LLC | 57164 | Waste Management Tri-Cities LFGTE | 7010 Auto Mall Pkwy | Fremont | CA | 94538 | Alameda | 37.4975 | -121.9858 | WECC | CISO | California Independent System Operator |  | 22 | NR | 2 | IPP Non-CHP | N |  | N |  | N |  | N | X |  | Pacific Gas & Electric Co | 14328 | CA | 12 |  |  | N | [5 empty] | X | X
54842 | WM Renewable Energy LLC | 57165 | Farmers Branch Renewable Energy Facility | 580 Huffines Blvd | Lewisville | TX | 75067 | Denton | 33.0311 | -96.9572 | TRE | ERCO | Electric Reliability Council of Texas, Inc. |  | 22 | NR | 2 | IPP Non-CHP | N |  | N |  | N |  | N | X |  | Denton County Elec Coop, Inc | 5078 | TX | 24.9 |  |  | N | [5 empty] | X | X
54842 | WM Renewable Energy LLC | 57166 | Waste Management Lockwood LFGTE | 2401 Canyon Way | Sparks | NV | 89434 | Washoe | 39.4933 | -119.6203 | WECC | NEVP | Nevada Power Company |  | 22 | NR | 2 | IPP Non-CHP | N |  | N |  | N |  | N | X |  | Nevada Power Co | 13407 | NV | 25 |  |  | N | [5 empty] | X | X
54842 | WM Renewable Energy LLC | 57167 | Mesquite Creek LFGTE Project | 1000 Kohlenberg | New Braunfels | TX | 78130 | Comal | 29.7372 | -98.0228 | TRE | ERCO | Electric Reliability Council of Texas, Inc. |  | 22 | NR | 2 | IPP Non-CHP | N |  | Y | 11-6-000 | N |  | N | X |  | City of New Braunfels - (TX) | 13418 | TX | 13 |  |  | N | [5 empty] | X | X
54842 | WM Renewable Energy LLC | 57168 | Waste Management Naples LFGTE Project | 3750 White Lake Blvd | Naples | FL | 34117 | Collier | 26.1558 | -81.6581 | FRCC | FPL | Florida Power & Light Company |  | 22 | NR | 2 | IPP Non-CHP | N |  | N |  | N |  | N | X |  | Dairyland Power Coop | 4716 |  | 12 |  |  | N | [5 empty] | X | X
54842 | WM Renewable Energy LLC | 57169 | Waste Management Piedmont LFGTE Project | 9900 Freeman Road | Kernersville | NC | 27284 | Forsyth | 36.1936 | -80.0406 | SERC | DUK | Duke Energy Carolinas |  | 22 | NR | 2 | IPP Non-CHP | N |  | Y | 11-88-000 | N |  | N | X |  | Duke Energy Carolinas, LLC | 5416 | NC | 12 |  |  | N | [5 empty] | X | X
54842 | WM Renewable Energy LLC | 57170 | Suburban Landfill Gas Recovery | 3415 Township Road 447 | Glenford | OH | 43739 | Perry | 39.9124 | -82.245 | RFC | PJM | PJM Interconnection, LLC |  | 22 | NR | 2 | IPP Non-CHP | N |  | Y | 10-676-000 | N |  | N | X |  | Ohio Power Co | 14006 | OH | 12.5 |  |  | N | [5 empty] | X | X
12199 | Montana-Dakota Utilities Co | 57171 | Cedar Hills Wind Farm | HWY 12 | Rhame | ND | 58651 | Bowman | 46.2456 | -103.7672 | MRO | MISO | Midcontinent Independent Transmission System Operator, Inc.. |  | 22 | RE | 1 | Electric Utility | N |  | N |  | N |  | N | X |  | Montana-Dakota Utilities Co | 12199 | ND | 57 |  |  | N | [5 empty] | X | X
12199 | Montana-Dakota Utilities Co | 57172 | Glen Ullin Station 6 | 4090 62nd Ave | Glen Ullin | ND | 58631 | Morton | 46.8214 | -101.7564 | MRO | MISO | Midcontinent Independent Transmission System Operator, Inc.. |  | 22 | RE | 1 | Electric Utility | N |  | N |  | N |  | N | X |  | Montana-Dakota Utilities Co | 12199 | ND | 41.6 |  |  | N | [5 empty] | X | X
56498 | Weaver Bridgewater Dairy | 57173 | Bridgewater Dairy Anaerobic Digester | 14587 County Rd 8 50 | Montpelier | OH | 43543 | Williams | 41.6292 | -84.6694 | RFC | PJM | PJM Interconnection, LLC |  | 115 | NR | 6 | Industrial Non-CHP | N |  | Y | 07-162-000 | Y | 07-162-000 | N | X |  | Buckeye Rural Elec Coop, Inc | 2502 | OH | 12.47 |  |  | N
56523 | Colorado Highlands Wind LLC | 57174 | Colorado Highlands Wind | 20670 County Road 85 | Fleming | CO | 80728 | Logan | 40.7569 | -102.7431 | WECC | WACM | Western Area Power Administration - Rocky Mountain Region |  | 22 | NR | 2 | IPP Non-CHP | N |  | N |  | N |  | N | X |  | WAPA-- Western Area Power Administration | 27000 | CO | 115 |  |  | N | [5 empty] | N
56518 | First State Marine Wind | 57176 | University of Delaware Wind Turbine | 700 Pilottown Road | Lewes | DE | 19958 | Sussex | 38.7829 | -75.1649 | RFC | PJM | PJM Interconnection, LLC |  | 611 | NR | 4 | Commercial Non-CHP | N |  | N |  | N |  |  | X |  | City of Lewes - (DE) | 10935 | DE | 14.47 |  |  | N
56520 | Meadow Lake Wind Farm IV LLC | 57177 | Meadow Lake Wind Farm IV | IH-65 at Highway 43 | Lafayette | IN | 49707 | White | 40.6778 | -87.0328 | RFC | PJM | PJM Interconnection, LLC |  | 22 | NR | 2 | IPP Non-CHP | N |  | N |  | N |  |  | X |  | Indiana Michigan Power Co | 9324 | IN | 345 |  |  | N
8153 | Hartford Steam Co | 57179 | HSCo CHP | 60 Columbus Blvd | Hartford | CT | 6010 | Hartford | 41.7614 | -72.6686 | NPCC | ISNE | ISO New England Inc. |  | 622 | NR | 5 | Commercial CHP | N |  | N |  | N |  | N | X |  | Connecticut Light & Power Co | 4176 | CT | 23 |  |  | N | CONNECTICUT NAT GAS CORP |  |  |  |  | N
7277 | Calpine Corporation | 57180 | Buckeye Geothermal Power Plant | 10350 Socrates Mine Road | Middletown | CA | 95461 | Lake | 38.8242 | -122.84 | WECC | CISO | California Independent System Operator | Wells | 22 | NR | 2 | IPP Non-CHP | N |  | N |  | N |  |  | X |  | Pacific Gas & Electric Co | 14328 | CA | 230 |  |  | N
7277 | Calpine Corporation | 57181 | Wild Horse Power Plant | 10350 Socrates Mine Road | Middletown | CA | 95461 | Sonoma | 38.8417 | -122.83 | WECC | CISO | California Independent System Operator | Wells | 22 | NR | 2 | IPP Non-CHP | N |  | N |  | N |  |  | X |  | Pacific Gas & Electric Co | 14328 | CA | 230 |  |  | N
57249 | EPP Renewable Energy | 57182 | PPL Frey Farm Landfill Wind | 3049 River Road | Conestoga | PA | 17516 | Lancaster | 39.9592 | -76.4556 | RFC | PJM | PJM Interconnection, LLC |  | 22 | NR | 2 | IPP Non-CHP | N |  | N |  | N |  | N | X |  | PPL Electric Utilities Corp | 14715 | PA | 12.47 |  |  | N
57249 | EPP Renewable Energy | 57183 | PPL Glendon LFGTE Plant | Hilton and Holly Streets | Glendon | PA | 18042 | Northampton | 40.6678 | -75.2322 | RFC | PJM | PJM Interconnection, LLC |  | 22 | NR | 2 | IPP Non-CHP | N |  | N |  | N |  | N | X |  | PPL Electric Utilities Corp | 14715 | PA | 34.5 |  |  | N
59178 | Brookfield Black Bear Hydro, LLC | 57184 | Orono Hydro Station | 19 Broadway Street | Orono | ME | 4461 | Penobscot | 44.8803 | -68.6647 | NPCC | ISNE | ISO New England Inc. | Penobscot River | 22 | NR | 2 | IPP Non-CHP | N |  | N |  | N |  | N | X |  | Emera Maine | 1179 | ME | 12.5 |  |  | N
56534 | Cricket Valley Energy Center LLC | 57185 | Cricket Valley Energy | 2241 Route NY 22 | Dover | NY | 12522 | Dutchess | 41.6761 | -73.5811 | NPCC | NYIS | New York Independent System Operator | Dry cooling system | 22 | NR | 2 | IPP Non-CHP | N |  | N |  | N |  | N | X |  | Consolidated Edison Co-NY Inc | 4226 | NY | 345 |  |  | N |  | IROQUOIS GAS TRANSMISSION SYS LP |  |  |  | N | X
50158 | Innovative Energy Systems Inc | 57186 | Chautauqua LFGTE Facility | 3889 Towerville Road | Jamestown | NY | 14701 | Chautauqua | 42.1989 | -79.3186 | NPCC | NYIS | New York Independent System Operator |  | 22 | NR | 2 | IPP Non-CHP | N |  | Y | 09-446-000 | N |  | N | X |  | Niagara Mohawk Power Corp. | 13573 | NY | 34.5 |  |  | N | [5 empty] | N | X
10433 | Kodiak Electric Assn Inc | 57187 | Pillar Mountain Wind Project | Pillar Mountain | Kodiak | AK | 99615 | Kodiak Island | 57.7869 | -152.4406 | ASCC |  |  |  | 22 | RE | 1 | Electric Utility | N |  | N |  | N |  | N | X |  | Kodiak Electric Assn Inc | 10433 | AK | 69 |  |  | N
49893 | Invenergy Services LLC | 57188 | Vantage Wind Energy LLC | 30821 Vantage Highway | Ellensburg | WA | 98926 | Kittitas | 46.9547 | -120.1819 | WECC | PSEI | Puget Sound Energy |  | 22 | NR | 2 | IPP Non-CHP | N |  | N |  | N |  | N | X |  | Puget Sound Energy Inc | 15500 | WA | 230 |  |  | N
56545 | Pattern Operators LP | 57189 | Lost Creek Wind Energy Facility | 8479 NW State Road | King City | MO | 64463 | DeKalb | 39.9814 | -94.5181 | SERC | AECI | Associated Electric Cooperative, Inc. |  | 22 | NR | 2 | IPP Non-CHP | N |  | N |  | N |  | N | X |  | Associated Electric Coop, Inc | 924 |  | 161 |  |  | N | [5 empty] | X | X
56540 | Northbrook Wisconsin LLC | 57190 | Little Quinnesec Falls Hydro Project | 1101 Mill St | Niagara | WI | 54151 | Marinette | 45.7736 | -87.9894 | MRO | MISO | Midcontinent Independent Transmission System Operator, Inc.. | Menominee River | 22 | NR | 2 | IPP Non-CHP | N |  | Y | 08-136 | N |  | N | X |  | American Transmission Co | 659 | WI | 138 |  |  | N
6035 | Exelon Power | 57191 | Exelon Solar Chicago | 1201 W 120th St | Chicago | IL | 60643 | Cook | 41.6758 | -87.6514 | RFC | PJM | PJM Interconnection, LLC |  | 22 | NR | 2 | IPP Non-CHP | N |  | Y | 10-174-000 | N |  |  | X |  | Commonwealth Edison Co | 4110 | IL | 12.8 |  |  | N
56545 | Pattern Operators LP | 57192 | Spring Valley Wind Project | 1212 SR 893 | Ely | NV | 89301 | White Pine | 39.1042 | -114.4922 | WECC | NEVP | Nevada Power Company |  | 22 | NR | 2 | IPP Non-CHP | N |  | N |  | N |  | N | X |  | Sierra Pacific Power Co | 17166 | NV | 230 |  |  | N | [5 empty] | X | X
56545 | Pattern Operators LP | 57193 | Ripley Westfield Wind LLC | Inter. of Hwy 76 and Kent Rd. | Ripley | NY | 14775 | Chautauqua | 42.2411 | -79.635 | NPCC | NYIS | New York Independent System Operator |  | 22 | NR | 2 | IPP Non-CHP | N |  | N |  | N |  |  | X |  |  |  |  | 230 |  |  | N | [5 empty] | X | X
56561 | Day County Wind LLC | 57194 | Day County Wind LLC | 14933 416th Avenue | Conde | SD | 57434 | Day | 45.215 | -97.9056 | MRO | SWPP | Southwest Power Pool |  | 22 | NR | 2 | IPP Non-CHP | N |  | N |  | N |  |  | X |  | East River Elec Pwr Coop, Inc | 5552 |  | 115 |  |  | N | [5 empty] | N
15500 | Puget Sound Energy Inc | 57195 | Lower Snake River Wind Energy Project | 39 Falling Springs Rd | Pomeroy | WA | 99347 | Garfield | 46.5242 | -117.8217 | WECC | BPAT | Bonneville Power Administration |  | 22 | RE | 1 | Electric Utility | N |  | N |  | N |  | N | X |  | Bonneville Power Administration | 1738 | WA | 500 |  |  | N
13630 | North Carolina Mun Power Agny #1 | 57196 | High Point, POLO | 201 North Pendleton St. | High Point | NC | 27260 | Guilford | 35.97 | -79.96 | SERC | DUK | Duke Energy Carolinas |  | 22 | RE | 1 | Electric Utility | N |  | N |  | N |  | N | X |  | Town of High Point | 8571 | NC | 12.5 |  |  | N
56565 | TX Solar I LLC | 57197 | Blue Wing Solar Energy Generation | 10810 S Blue Wind Rd. | San Antonio | TX | 78223 | Bexar | 29.3042 | -98.4003 | TRE | ERCO | Electric Reliability Council of Texas, Inc. |  | 22 | NR | 2 | IPP Non-CHP | N |  | N |  | N |  |  | X |  | City of San Antonio - (TX) | 16604 | TX | 13.8 |  |  | N
20856 | Wisconsin Power & Light Co | 57198 | Bent Tree Wind Farm Phase 1 | 31072 State Highway 13 | Hartland | MN | 56042 | Freeborn | 43.7246 | -93.4504 | MRO | MISO | Midcontinent Independent Transmission System Operator, Inc.. |  | 22 | RE | 1 | Electric Utility | N |  | N |  | N |  |  | X |  | ITC Midwest LLC | 56161 |  | 161 |  |  | N | [5 empty] | X | X
20847 | Wisconsin Electric Power Co | 57199 | Glacier Hills | Wisconsin State Hwy 33 & Cty H | Cambria | WI | 53923 | Columbia | 43.5639 | -89.1481 | RFC | MISO | Midcontinent Independent Transmission System Operator, Inc.. |  | 22 | RE | 1 | Electric Utility | N |  | N |  | N |  | N | X |  | American Transmission Co | 659 | WI | 138 |  |  | N | [5 empty] | X
56563 | Solar Star North Carolina I LLC | 57200 | Shelby Solar Energy Generation Facility | 830 College Ave | Shelby | NC | 28152 | Cleveland | 35.2536 | -81.5956 | SERC | DUK | Duke Energy Carolinas |  | 22 | NR | 2 | IPP Non-CHP | N |  | Y | 10-432-000 | N |  |  | X |  | City of Shelby - (NC) | 17037 | NC | 12 |  |  | N
56555 | FPL Energy Montezuma Wind | 57201 | FPL Energy Montezuma Winds LLC | 6700 Birds Landing Rd | Birds Landing | CA | 94512 | Solano | 38.1636 | -121.7966 | WECC | CISO | California Independent System Operator |  | 22 | NR | 2 | IPP Non-CHP | N |  | N |  | Y | pending |  | X |  | Pacific Gas & Electric Co | 14328 | CA | 230 |  |  | N | [5 empty] | N | X
56582 | Jacksonville Solar LLC | 57202 | Jacksonville Solar | 2009 US Highway 301 | Jacksonville | FL | 32234 | Duval | 30.3207 | -81.9564 | FRCC | JEA | JEA |  | 22 | NR | 2 | IPP Non-CHP | N |  | Y | 10-310-000 | N |  | N | X |  | JEA | 9617 | FL | 23 |  |  | N
56583 | Wyandot Solar LLC | 57203 | Wyandot Solar Farm | 10692 County Highway 44 | Upper Sandusky | OH | 43351 | Wyandot | 40.8795 | -83.3171 | RFC | PJM | PJM Interconnection, LLC |  | 22 | NR | 2 | IPP Non-CHP | N |  | Y | 10-312-000 | N |  |  | X |  | Ohio Power Co | 14006 | OH | 12.47 |  |  | N
56584 | PSEG Solar Hackettstown LLC | 57204 | PSEG Hackettstown | 700 High Street | Hackettstown | NJ | 7840 | Warren | 40.8606 | -74.8229 | RFC | PJM | PJM Interconnection, LLC |  | 22 | NR | 2 | IPP Non-CHP | N |  | Y | 09-544-000 | N |  |  | X |  | Jersey Central Power & Lt Co | 9726 | NJ | 4.16 |  |  | N
57036 | Copper Mountain 1 LLC | 57205 | CM48 | 751 El Dorado Valley Drive | Boulder City | NV | 89005 | Clark | 35.7814 | -114.9933 | WECC | CISO | California Independent System Operator |  | 22 | NR | 2 | IPP Non-CHP | N |  | N |  | N |  | N | X |  | San Diego Gas & Electric Co | 16609 | CA | 230 |  |  | N | [5 empty] | N | X
19558 | Homer Electric Assn Inc | 57206 | Soldotna | 41925 Sterling Highway | Soldotna | AK | 99669 | Kenai Peninsula | 60.4994 | -150.9972 | ASCC |  | Chugach Electric Assn Inc |  | 22 | RE | 1 | Electric Utility | N |  | N |  | N |  | N | X |  | Homer Electric Assn Inc | 19558 | AK | 115 |  |  | N | ENSTAR NAT GAS |  |  |  |  | N
18981 | Thomson Corp | 57207 | Thomson Reuters Data Center Bldg ES101 | 610 Opperman Drive | Eagan | MN | 55123 | Dakota | 44.8244 | -93.1139 | MRO | MISO | Midcontinent Independent Transmission System Operator, Inc.. | Municipality | 518 | NR | 4 | Commercial Non-CHP | N |  | N |  | N |  | N | X |  | Dakota Electric Association | 25177 | MN | 13.8 |  |  | N | [5 empty] | N | X
18981 | Thomson Corp | 57208 | Thomson Reuters Data Center Bldg H | 610 Opperman Drive | Eagan | MN | 55123 | Dakota | 44.8289 | -93.1167 | MRO | MISO | Midcontinent Independent Transmission System Operator, Inc.. | Municipality | 518 | NR | 4 | Commercial Non-CHP | N |  | N |  | N |  | N | X |  | Dakota Electric Association | 25177 | MN | 13.8 |  |  | N | [5 empty] | N | X
13994 | Oglethorpe Power Corporation | 57209 | Rumble Road Energy Center | 1107 Rumble Road | Smarr | GA | 31086 | Monroe | 32.9758 | -83.8461 | SERC | SOCO | Southern Company Services, Inc. - Trans | Municipality | 22 | RE | 1 | Electric Utility | N |  | N |  | N |  |  | X |  | Georgia Transmission Corp | 7197 | GA | 500 |  |  | N
55963 | AE Power Services LLC | 57210 | Cedar Creek II | 67125 CR 132 | New Raymer | CO | 80742 | Weld | 40.9475 | -103.7839 | WECC | PSCO | Public Service Company of Colorado |  | 22 | NR | 2 | IPP Non-CHP | N |  | N |  | Y | 11-8-000 | N | X |  | Public Service Co of Colorado | 15466 | CO | 230 |  |  | N
55963 | AE Power Services LLC | 57211 | Goshen Phase II | 444 Bone Road | Idaho Falls | ID | 83427 | Bonneville | 43.4671 | -111.8364 | WECC | PACE | PacifiCorp - East |  | 22 | NR | 2 | IPP Non-CHP | N |  | N |  | Y | EG10-53 | N | X |  | PacifiCorp | 14354 | ID | 161 |  |  | N
56215 | E ON Climate Renewables N America LLC | 57212 | EC&R Papalote Creek II LLC | 546 FM 631 | Taft | TX | 78390 | San Patricio | 27.9958 | -97.2967 | TRE | ERCO | Electric Reliability Council of Texas, Inc. |  | 22 | NR | 2 | IPP Non-CHP | N |  | N |  | Y | 10-22 | N | X |  | Oncor Electric Delivery Company LLC | 44372 | TX | 138 |  |  | N | [5 empty] | N | X
56657 | ENEL Salt Wells LLC | 57213 | ENEL Salt Wells LLC | 6059 Salt Wells Road | Fallon | NV | 89406 | Churchill | 39.2944 | -118.5725 | WECC | NEVP | Nevada Power Company |  | 22 | NR | 2 | IPP Non-CHP | N |  | N |  | N |  |  | X |  | Nevada Power Co | 13407 | NV | 230 |  |  | N
20214 | Waverly Municipal Elec Utility | 57214 | Waverly Community Wind Project | Garden Avenue | Waverly | IA | 50677 | Bremer | 42.7317 | -92.4711 | MRO | MISO | Midcontinent Independent Transmission System Operator, Inc.. |  | 22 | RE | 1 | Electric Utility | N |  | N |  | N |  |  | X |  | Waverly Municipal Elec Utility | 20214 | IA | 12.5 |  |  | N
19391 | UGI Development Co | 57216 | Crayola Solar Project | 1100 Church Lane | Easton | PA | 18040 | Northampton | 40.7605 | -75.2385 | RFC | PJM | PJM Interconnection, LLC |  | 22 | NR | 2 | IPP Non-CHP | N |  | N |  | N |  |  | X |  | Metropolitan Edison Co | 12390 | PA | 34.5 |  |  | N | [5 empty] | N | N
17609 | Southern California Edison Co | 57217 | Solar Photovoltaic Project #03 | 1464 Merrill Ave | Rialto | CA | 92376 | San Bernardino | 34.0943 | -117.4001 | WECC | CISO | California Independent System Operator |  | 22 | RE | 1 | Electric Utility | N |  | N |  | N |  |  | X |  | Southern California Edison Co | 17609 | CA | 0.48 |  |  | N
17609 | Southern California Edison Co | 57218 | Solar Photovoltaic Project #04 | 13048 Valley Blvd | Fontana | CA | 92335 | San Bernardino | 34.0711 | -117.5203 | WECC | CISO | California Independent System Operator |  | 22 | RE | 1 | Electric Utility | N |  | N |  | N |  | N | X |  | Southern California Edison Co | 17609 | CA | 12
17609 | Southern California Edison Co | 57219 | Solar Photovoltaic Project #05 | 1901 California St. | Redlands | CA | 92374 | San Bernardino | 34.0863 | -117.2306 | WECC | CISO | California Independent System Operator |  | 22 | RE | 1 | Electric Utility | N |  | N |  | N |  |  | X |  | Southern California Edison Co | 17609 | CA | 12 |  |  | N
17609 | Southern California Edison Co | 57220 | Solar Photovoltaic Project #06 | 3510 E. Francis St | Ontario | CA | 91761 | San Bernardino | 34.0414 | -117.5731 | WECC | CISO | California Independent System Operator |  | 22 | RE | 1 | Electric Utility | N |  | N |  | N |  |  | X |  | Southern California Edison Co | 17609 | CA | 12 |  |  | N
17609 | Southern California Edison Co | 57221 | Solar Photovoltaic Project #07 | 2200-2250 Palmetto Ave. | Redlands | CA | 92374 | San Bernardino | 34.0861 | -117.2275 | WECC | CISO | California Independent System Operator |  | 22 | RE | 1 | Electric Utility | N |  | N |  | N |  |  | X |  | Southern California Edison Co | 17609 | CA | 12 |  |  | N
17609 | Southern California Edison Co | 57222 | Solar Photovoltaic Project #08 | 4060 E. Francis St | Ontario | CA | 91761 | San Bernardino | 34.0419 | -117.565 | WECC | CISO | California Independent System Operator |  | 22 | RE | 1 | Electric Utility | N |  | N |  | N |  |  | X |  | Southern California Edison Co | 17609 | CA | 12 |  |  | N
17609 | Southern California Edison Co | 57223 | Solar Photovoltaic Project #09 | 3550 E. Francis St | Ontario | CA | 91761 | San Bernardino | 34.0428 | -117.5717 | WECC | CISO | California Independent System Operator |  | 22 | RE | 1 | Electric Utility | N |  | N |  | N |  |  | X |  | Southern California Edison Co | 17609 | CA | 0.48 |  |  | N
17609 | Southern California Edison Co | 57224 | Solar Photovoltaic Project #10 | 13277 San Bernardino Ave. | Fontana | CA | 92335 | San Bernardino | 34.075 | -117.5169 | WECC | CISO | California Independent System Operator |  | 22 | RE | 1 | Electric Utility | N |  | N |  | N |  |  | X |  | Southern California Edison Co | 17609 | CA | 12 |  |  | N
17609 | Southern California Edison Co | 57225 | Solar Photovoltaic Project #11 | 2501 West San Bernardino | Redlands | CA | 92374 | San Bernardino | 34.0758 | -117.2414 | WECC | CISO | California Independent System Operator |  | 22 | RE | 1 | Electric Utility | N |  | N |  | N |  |  | X |  | Southern California Edison Co | 17609 | CA | 12 |  |  | N
17609 | Southern California Edison Co | 57226 | Solar Photovoltaic Project #12 | 4091 E. Francis St. | Ontario | CA | 91761 | San Bernardino | 34.0422 | -117.5617 | WECC | CISO | California Independent System Operator |  | 22 | RE | 1 | Electric Utility | N |  | N |  | N |  |  | X |  | Southern California Edison Co | 17609 | CA | 0.48 |  |  | N
17609 | Southern California Edison Co | 57227 | Solar Photovoltaic Project #13 | 1895 Marigold Ave. | Redlands | CA | 92374 | San Bernardino | 34.0835 | -117.2356 | WECC | CISO | California Independent System Operator |  | 22 | RE | 1 | Electric Utility | N |  | N |  | N |  |  | X |  | Southern California Edison Co | 17609 | CA | 12 |  |  | N
17609 | Southern California Edison Co | 57228 | Solar Photovoltaic Project #14 | 13649 Valley Blvd. | Fontana | CA | 92335 | San Bernardino | 34.0683 | -117.5072 | WECC | CISO | California Independent System Operator |  | 22 | RE | 1 | Electric Utility | N |  | N |  | N |  |  | X |  | Southern California Edison Co | 17609 | CA | 12
17609 | Southern California Edison Co | 57229 | Solar Photovoltaic Project #15 | 13230 San Bernardino Ave. | Fontana | CA | 92335 | San Bernardino | 34.0792 | -117.5167 | WECC | CISO | California Independent System Operator |  | 22 | RE | 1 | Electric Utility | N |  | N |  | N |  |  | X |  | Southern California Edison Co | 17609 | CA | 12 |  |  | N
17609 | Southern California Edison Co | 57230 | Solar Photovoltaic Project #16 | 2290 Palmetto Ave | Redlands | CA | 92374 | San Bernardino | 34.0856 | -117.2336 | WECC | CISO | California Independent System Operator |  | 22 | RE | 1 | Electric Utility | N |  | N |  | N |  |  | X |  | Southern California Edison Co | 17609 | CA | 12 |  |  | N
17609 | Southern California Edison Co | 57231 | Solar Photovoltaic Project #17 | 13550 Valley Blvd. | Fontana | CA | 92335 | San Bernardino | 34.0728 | -117.5033 | WECC | CISO | California Independent System Operator |  | 22 | RE | 1 | Electric Utility | N |  | N |  | N |  |  | X |  | Southern California Edison Co | 17609 | CA | 12 |  |  | N
17609 | Southern California Edison Co | 57232 | Solar Photovoltaic Project #18 | 9415 Kaiser Way | Fontana | CA | 92335 | San Bernardino | 34.0833 | -117.5164 | WECC | CISO | California Independent System Operator |  | 22 | RE | 1 | Electric Utility | N |  | N |  | N |  |  | X |  | Southern California Edison Co | 17609 | CA | 12 |  |  | N
17609 | Southern California Edison Co | 57233 | Solar Photovoltaic Project #19 | 9211 E. Kaiser Way | Fontana | CA | 92335 | San Bernardino | 34.0869 | -117.5169 | WECC | CISO | California Independent System Operator |  | 22 | RE | 1 | Electric Utility | N |  | N |  | N |  |  | X |  | Southern California Edison Co | 17609 | CA | 12
17609 | Southern California Edison Co | 57234 | Solar Photovoltaic Project #20 | 27352 River Bluff Ave. | Redlands | CA | 92375 | San Bernardino | 34.0892 | -117.2033 | WECC | CISO | California Independent System Operator |  | 22 | RE | 1 | Electric Utility | N |  | N |  | N |  |  | X |  | Southern California Edison Co | 17609 | CA | 12
17609 | Southern California Edison Co | 57235 | Solar Photovoltaic Project #21 | 13053 San Bernardino Ave | Fontana | CA | 92335 | San Bernardino | 34.0753 | -117.5536 | WECC | CISO | California Independent System Operator |  | 22 | RE | 1 | Electric Utility | N |  | N |  | N |  |  | X |  | Southern California Edison Co | 17609 | CA | 12
17609 | Southern California Edison Co | 57236 | Solar Photovoltaic Project #23 | 9687 Transportation Way | Fontana | CA | 92335 | San Bernardino | 34.0808 | -117.5203 | WECC | CISO | California Independent System Operator |  | 22 | RE | 1 | Electric Utility | N |  | N |  | N |  |  | X |  | Southern California Edison Co | 17609 | CA | 12 |  |  | N
17609 | Southern California Edison Co | 57237 | Solar Photovoltaic Project #22 | 27223 Pioneer Ave. | Redlands | CA | 92374 | San Bernardino | 34.08 | -117.2114 | WECC | CISO | California Independent System Operator |  | 22 | RE | 1 | Electric Utility | N |  | N |  | N |  |  | X |  | Southern California Edison Co | 17609 | CA | 12 |  |  | N
56603 | Roth Rock Wind Farm LLC | 57239 | Roth Rock Wind Farm LLC | 2860 Wind Park Way | Oakland | MD | 21550 | Garrett | 39.2544 | -79.4672 | RFC | PJM | PJM Interconnection, LLC |  | 22 | NR | 2 | IPP Non-CHP | N |  | N |  | N |  | N | X |  | Allegheny Electric Coop Inc | 332 |  | 138 |  |  | N | [5 empty] | N | N
56603 | Roth Rock Wind Farm LLC | 57240 | Roth Rock North Wind Farm, LLC | AP-Substation 2325 Wind Pk Wy | Oakland | MD | 21550 | Garrett | 39.2872 | -79.4344 | RFC | PJM | PJM Interconnection, LLC |  | 22 | NR | 2 | IPP Non-CHP | N |  | N |  | N |  |  | X |  | Allegheny Electric Coop Inc | 332 |  | 138 |  |  | N
56611 | Gainesville Renewable Energy Center LLC | 57241 | Gainesville Renewable Energy Center | 11201 NW 13th Street | Gainsville | FL | 32653 | Alachua | 29.7675 | -82.3964 | FRCC | GVL | Gainesville Regional Utilities | Upper Floridian Aquifer Wells | 22 | NR | 2 | IPP Non-CHP | N |  | N |  | N |  | N | X |  | Gainesville Regional Utilities | 6909 | FL | 138 |  |  | N |  | FLORIDA GAS TRANSMISSION COMPANY |  |  |  | N | X
55910 | Lanai Sustainability Research LLC | 57242 | Mililani South Solar Farm | 100 Wahelu Ave | Mililani | HI | 96789 | Honolulu | 21.46 | -157.9603 | HICC |  |  |  | 22 | NR | 2 | IPP Non-CHP | N |  | N |  | N |  |  | X |  | Hawaiian Electric Co Inc | 19547 | HI | 15
17650 | Southern Power Co | 57243 | Cimarron Solar Facility | 104 Carbide Road | Springer | NM | 87747 | Colfax | 36.4681 | -104.6357 | WECC | WACM | Western Area Power Administration - Rocky Mountain Region |  | 22 | NR | 2 | IPP Non-CHP | N |  | N |  | Y | QF14-405-000 | N | X |  | Springer Electric Coop, Inc | 17826 | NM | 115 |  |  | N | [5 empty] | X | X
56612 | Kit Carson Windpower LLC | 57244 | Kit Carson Windpower | 22330 County Road 44 | Burlington | CO | 80807 | Kit Carson | 39.3383 | -102.3533 | WECC | WACM | Western Area Power Administration - Rocky Mountain Region |  | 22 | NR | 2 | IPP Non-CHP | N |  | N |  | N |  |  | X |  | Tri-State G & T Assn, Inc | 30151 |  | 230 |  |  | N
17609 | Southern California Edison Co | 57245 | Solar Photovoltaic Project #26 | 2510 - 2580 West Walnut Ave. | Rialto | CA | 92376 | San Bernardino | 34.1312 | -117.4253 | WECC | CISO | California Independent System Operator |  | 22 | RE | 1 | Electric Utility | N |  | N |  | N |  |  | X |  | Southern California Edison Co | 17609 | CA | 12 |  |  | N
17609 | Southern California Edison Co | 57246 | Solar Photovoltaic Project #27 | 1590 North Tamarind Ave. | Rialto | CA | 92376 | San Bernardino | 34.1311 | -117.4217 | WECC | CISO | California Independent System Operator |  | 22 | RE | 1 | Electric Utility | N |  | N |  | N |  |  | X |  | Southern California Edison Co | 17609 | CA | 12 |  |  | N
17609 | Southern California Edison Co | 57247 | Solar Photovoltaic Project #28 | 570 Mill St. | San Bernardino | CA | 92408 | San Bernardino | 34.0942 | -117.2742 | WECC | CISO | California Independent System Operator |  | 22 | RE | 1 | Electric Utility | N |  | N |  | N |  |  | X |  | Southern California Edison Co | 17609 | CA | 12 |  |  | N
6258 | Federated Rural Electric Assn | 57248 | Welcome Wind Turbine | 1250 140th Avenue | Welcome | MN | 56181 | Martin | 43.6825 | -94.5892 | MRO | MISO | Midcontinent Independent Transmission System Operator, Inc.. |  | 22 | RE | 1 | Electric Utility | N |  | N |  | N |  | N | X |  | Great River Energy | 7570 |  | 12.47 |  |  | N | [5 empty] | N | X
55920 | Bio-Gas Technologies LTD | 57249 | Renewable Energy Services of Ohio | 10215 Hoover Road | Milan | OH | 44846 | Erie | 41.3362 | -82.602 | RFC | PJM | PJM Interconnection, LLC |  | 22 | NR | 2 | IPP Non-CHP | N |  | N |  | N |  | N | X |  | Ohio Edison Co | 13998 | OH | 12.47 |  |  | N
40211 | Wabash Valley Power Assn, Inc | 57250 | Earthmovers LFGTE | 26488 C. R. 26 | Elkhart | IN | 46517 | Elkhart | 41.6229 | -85.9752 | RFC | MISO | Midcontinent Independent Transmission System Operator, Inc.. |  | 22 | RE | 1 | Electric Utility | N |  | N |  | N |  | N | X |  | Indiana Michigan Power Co | 9324 | IN | 12.47 |  |  | N | [5 empty] | X | X
9425 | Iowa Lakes Electric Coop | 57251 | Lakota Wind Wind Farm | 4208 160 Ave | Lakota | IA | 50451 | Kossuth | 43.3839 | -94.1475 | SPP | SWPP | Southwest Power Pool |  | 22 | RE | 1 | Electric Utility | N |  | N |  | N |  | N | X |  | Iowa Lakes Electric Coop | 9425 | IA | 12.47 |  |  | N | [5 empty] | X | X
9425 | Iowa Lakes Electric Coop | 57252 | Iowa Lakes Superior Wind Farm | 3150 Hwy 9 | Superior | IA | 51363 | Dickinson | 43.445 | -94.9803 | SPP | SWPP | Southwest Power Pool |  | 22 | RE | 1 | Electric Utility | N |  | N |  | N |  | N | X |  | Iowa Lakes Electric Coop | 9425 | IA | 12.47 |  |  | N | [5 empty] | X | X
56619 | Air Force Civil Engineer Center | 57253 | MA Military Reservation Wind Project | 575 Cole Road | Otis ANG Base Bourne | MA | 2542 | Barnstable | 41.6647 | -70.5942 | NPCC | ISNE | ISO New England Inc. |  | 22 | NR | 2 | IPP Non-CHP | N |  | Y | QF07-121-000 | N |  | N | X |  | NSTAR Electric Company | 54913 | MA | 23 |  |  | N
56618 | Victor Valley Community College District | 57254 | Victor Valley CC CPV Solar | 18422 Bear Valley Road | Victorville | CA | 92395 | San Bernardino | 34.4802 | -117.2579 | WECC | CISO | California Independent System Operator |  | 611 | NR | 4 | Commercial Non-CHP | N |  | N |  | N |  |  | X |  | Southern California Edison Co | 17609 | CA | 416 |  |  | N | [5 empty] | N | X
56633 | Trishe Wind Minnesota | 57255 | Trishe Wind Minnesota | 5775 Wayzata Blvd | St. Louis Park | MN | 56209 | Kandiyohi | 45.1539 | -94.8811 | MRO | MISO | Midcontinent Independent Transmission System Operator, Inc.. |  | 22 | NR | 2 | IPP Non-CHP | N |  | N |  | N |  |  | X |  |  | 13201 | AK | 230
56769 | Consolidated Edison Development Inc. | 57256 | PA Solar Park | 109 Forth Hollow Road | Nesquehoning | PA | 18240 | Carbon | 40.8601 | -75.8522 | RFC | PJM | PJM Interconnection, LLC |  | 22 | NR | 2 | IPP Non-CHP | N |  | Y | QF12-224 | N |  | N | X |  | PPL Electric Utilities Corp | 14715 | PA | 69 |  |  | N
56617 | Iowa Lakes Community College | 57257 | Iowa Lakes Community College Wind Farm | 1802 19th Street | Estherville | IA | 51334 | Emmet | 43.3853 | -94.8157 | MRO | MISO | Midcontinent Independent Transmission System Operator, Inc.. |  | 611 | NR | 4 | Commercial Non-CHP | N |  | N |  | N |  | N | X |  | City of Estherville - (IA) | 5998 | IA | 12.47 |  |  | N | [5 empty] | N | N
56630 | Texico Wind LP | 57258 | Texico Wind Ranch LP | 207 CR 7 | Texico | NM | 88135 | Curry | 34.36 | -103.0667 | WECC | SWPP | Southwest Power Pool |  | 22 | NR | 2 | IPP Non-CHP | N |  | N |  | N |  | N | X |  | Southwestern Public Service Co | 17718 | NM | 22.5 |  |  | N | [5 empty] | X | X
56629 | Lubbock Wind LLC | 57259 | Lubbock Wind Ranch | 2607 CR 2800 | Lubbock | TX | 79403 | Lubbock | 33.5697 | -101.7653 | SPP | SWPP | Southwest Power Pool |  | 22 | NR | 2 | IPP Non-CHP | N |  | N |  | N |  | N | X |  | City of Lubbock - (TX) | 11292 | TX | 12.47 |  |  | N | [5 empty] | X | X
59883 | NRG Energy Gas & Wind Holdings Inc | 57260 | Cedro Hill Wind LLC | 7476 FM 2050 | Bruni | TX | 78344 | Webb | 27.5761 | -98.9053 | TRE | ERCO | Electric Reliability Council of Texas, Inc. |  | 22 | NR | 2 | IPP Non-CHP | N |  | N |  | Y | 10-25-000 | N | X |  | AEP Texas Central Company | 3278 | TX | 138 |  |  | N
59883 | NRG Energy Gas & Wind Holdings Inc | 57261 | Taloga Wind LLC | Route 1, Box 40 | Putnam | OK | 73659 | Dewey | 35.8556 | -98.9683 | SPP | SWPP | Southwest Power Pool |  | 22 | NR | 2 | IPP Non-CHP | N |  | N |  | Y | ER10-1389, EG10-40 | N | X |  | Oklahoma Gas & Electric Co | 14063 | OK | 138 |  |  | N
59883 | NRG Energy Gas & Wind Holdings Inc | 57262 | Laredo Ridge Wind LLC | 2443 State Highway 32 | Petersburg | NE | 68652 | Boone | 41.8803 | -98.0239 | MRO | SWPP | Southwest Power Pool |  | 22 | NR | 2 | IPP Non-CHP | N |  | Y | QF10-510 | Y | EG10-51 | N | X |  | Nebraska Public Power District | 13337 | NE | 115 |  |  | N
56627 | DeWind Co. | 57263 | Little Pringle I Wind Farm | 8570 Co Rd H | Morse | TX | 79062 | Hutchinson | 35.9643 | -101.5402 | TRE | SWPP | Southwest Power Pool |  | 22 | NR | 2 | IPP Non-CHP | N |  | Y | QF10-539-000 | N |  |  | X |  | Southwestern Public Service Co | 17718 | TX | 34.5 |  |  | N
56627 | DeWind Co. | 57264 | Little Pringle II Wind Farm | 8571 Co Rd H | Morse | TX | 79062 | Hutchinson | 35.9249 | -101.5414 | TRE | SWPP | Southwest Power Pool |  | 22 | NR | 2 | IPP Non-CHP | N |  | Y | 10-538-000 | N |  |  | X |  | Southwestern Public Service Co | 17718 | TX | 34.5 |  |  | N
11804 | Massachusetts Electric Co | 57265 | Dorchester Solar Site | 220 Victory Rd | Dorchester | MA | 2122 | Suffolk | 42.3008 | -71.0472 | NPCC | ISNE | ISO New England Inc. |  | 22 | RE | 1 | Electric Utility | N |  | N |  | N |  |  | X |  | NSTAR Electric Company | 54913 | MA | 12.47 |  |  | N | [5 empty] | N | N
56635 | NRG Marsh Landing LLC | 57267 | Marsh Landing Generating Station | 3201 Wilbur Avenue | Antioch | CA | 94509 | Contra Costa | 38.0169 | -121.765 | WECC | CISO | California Independent System Operator |  | 22 | NR | 2 | IPP Non-CHP | N |  | N |  | N |  | N | X |  | Pacific Gas & Electric Co | 14328 | CA | 230 |  |  | N |  | PACIFIC GAS |  |  |  | N | N
57170 | EDF Renewable Asset Holdings, Inc. | 57268 | Chestnut Flats Wind Farm | 1226 Mill Run Road | Altoona | PA | 16601 | Blair | 40.5228 | -78.4769 | RFC | PJM | PJM Interconnection, LLC |  | 22 | NR | 2 | IPP Non-CHP | N |  | N |  | N |  | N | X |  | Pennsylvania Electric Co | 14711 | PA | 115 |  |  | N
11804 | Massachusetts Electric Co | 57269 | Haverhill Solar Power Project | 98 Hilldale Ave | Haverhill | MA | 1832 | Essex | 42.7811 | -71.0926 | NPCC | ISNE | ISO New England Inc. |  | 22 | RE | 1 | Electric Utility | N |  | N |  | N |  |  | X |  | Massachusetts Electric Co | 11804 | MA | 13.2 |  |  | N
11804 | Massachusetts Electric Co | 57270 | NEDC Solar Site | 1152 Main Street | Whitinsville | MA | 1588 | Worcester | 42.1052 | -71.703 | NPCC | ISNE | ISO New England Inc. |  | 22 | RE | 1 | Electric Utility | N |  | N |  | N |  |  | X |  | Massachusetts Electric Co | 11804 | MA | 13.8 |  |  | N
56642 | Grant County Wind LLC | 57274 | Grant County Wind LLC | 996 190th Ave | Woodstock | MN | 56186 | Grant | 45.8033 | -95.8844 | MRO | MISO | Midcontinent Independent Transmission System Operator, Inc.. |  | 22 | NR | 2 | IPP Non-CHP | N |  | N |  | Y | EG10-5 | N | X |  | Otter Tail Power Co | 14232 | MN | 41.6 |  |  | N | [5 empty] | X | X
56641 | Tonopah Solar Energy LLC | 57275 | Crescent Dunes Solar Energy | Rte 89 from the East | Tonopah | NV | 89049 | Nye | 38.2389 | -117.3636 | WECC | NEVP | Nevada Power Company | wells | 22 | NR | 2 | IPP Non-CHP | N |  | N |  | N |  | N | X |  | Sierra Pacific Power Co | 17166 | NV | 230 |  |  | Y
59883 | NRG Energy Gas & Wind Holdings Inc | 57278 | Crofton Bluffs Wind LLC | 4540 Oackridge Circle | Bloomfield | NE | 68516 | Knox | 42.6983 | -97.58 | MRO | SWPP | Southwest Power Pool |  | 22 | NR | 2 | IPP Non-CHP | N |  | Y | QF12-65 | Y | EG12-14, ER12-1239 | N | X |  | Nebraska Public Power District | 13337 | NE | 115 |  |  | N
56645 | Aqua America Inc | 57280 | Aqua Ingrams Mill | 780 N Creek Road | West Chester | PA | 19380 | Chester | 39.9647 | -75.6578 | RFC | PJM | PJM Interconnection, LLC |  | 22 | NR | 2 | IPP Non-CHP | N |  | N |  | N |  | N | X |  | PECO Energy Co | 14940 | PA | 33 |  |  | N | [5 empty] | X | X
34691 | Ormat Nevada Inc | 57281 | OREG 3 Inc | 1896 60th Ave | Trimont | MN | 56176 | Martin | 43.76 | -94.7514 | MRO | MISO | Midcontinent Independent Transmission System Operator, Inc.. |  | 22 | NR | 2 | IPP Non-CHP | N |  | Y | QF11-124 | N |  |  | X |  | ITC Midwest LLC | 56161 |  | 69 |  |  | N
2770 | Terra-Gen Operating Co LLC | 57282 | Alta Wind Energy Center I | 15100 Tehachapi Willow Springs | Mojave | CA | 93501 | Kern | 35.0337 | -118.3534 | WECC | CISO | California Independent System Operator |  | 22 | NR | 2 | IPP Non-CHP | N |  | N |  | Y | 10-43-000 |  | X |  | Southern California Edison Co | 17609 | CA | 220 |  |  | N
56625 | Flat Water Wind Farm LLC | 57283 | Flat Water Wind Farm LLC | 63428 702 Rd. | Du Bois | NE | 68345 | Richardson | 40.0011 | -95.9289 | SPP | SWPP | Southwest Power Pool |  | 22 | NR | 2 | IPP Non-CHP | N |  | N |  | N |  | N | X |  | Omaha Public Power District | 14127 | NE | 161 |  |  | N | [5 empty] | N | N
59050 | Algonquin Power Co | 57284 | Minonk Wind Farm | County Road 2800 E | Minonk | IL | 61760 | Woodford | 40.8886 | -88.9972 | RFC | PJM | PJM Interconnection, LLC |  | 22 | NR | 2 | IPP Non-CHP | N |  | N |  | N |  |  | X |  | Commonwealth Edison Co | 4110 | IL | 345 |  |  | N
59050 | Algonquin Power Co | 57285 | Sandy Ridge Wind Farm | 150 Big Fill Run | Tyrone | PA | 16686 | Blair | 40.7292 | -78.2874 | RFC | PJM | PJM Interconnection, LLC |  | 22 | NR | 2 | IPP Non-CHP | N |  | N |  | N |  |  | X |  | Pennsylvania Electric Co | 14711 | PA | 115 |  |  | N
14063 | Oklahoma Gas & Electric Co | 57286 | OU Spirit Wind Farm | 46997 S. County Road 198 | Woodward | OK | 73801 | Woodward | 36.3338 | -99.4801 | SPP | SWPP | Southwest Power Pool |  | 22 | RE | 1 | Electric Utility | N |  | N |  | N |  | N | X |  | Oklahoma Gas & Electric Co | 14063 | OK | 138 |  |  | N
15399 | Avangrid Renewables LLC | 57287 | Hardscrabble Wind Power LLC | 1408 State Route 170 | Little Falls | NY | 13365 | Herkimer | 43.1122 | -74.8789 | NPCC | NYIS | New York Independent System Operator |  | 22 | NR | 2 | IPP Non-CHP | N |  | N |  | N |  |  | X |  | Niagara Mohawk Power Corp. | 13573 | NY | 115 |  |  | N
58150 | Big Blue Wind Farm LLC (MN) | 57289 | Big Blue | Township 102 N Range 28S | Blue Earth | MN | 56013 | Faribault | 43.6122 | -94.1919 | MRO | MISO | Midcontinent Independent Transmission System Operator, Inc.. |  | 22 | NR | 2 | IPP Non-CHP | N |  | N |  | Y | EG13-1-000 | N | X |  | ITC Midwest LLC | 56161 |  | 161 |  |  | N | [5 empty] | X | X
56653 | Northern Colorado Wind LLC | 57290 | Northern Colorado Wind LLC | 9500 County Road 78 | Peetz | CO | 80747 | Logan | 40.9881 | -102.8969 | WECC | PSCO | Public Service Company of Colorado |  | 22 | NR | 2 | IPP Non-CHP | N |  | N |  | N |  | N | X |  | Public Service Co of Colorado | 15466 | CO | 230 |  |  | N
2770 | Terra-Gen Operating Co LLC | 57291 | Alta Wind Energy Center II | 14047 90th Street West | Mojave | CA | 93501 | Kern | 35.0239 | -118.2953 | WECC | CISO | California Independent System Operator |  | 22 | NR | 2 | IPP Non-CHP | N |  | N |  | Y | 10-44-000 |  | X |  | Southern California Edison Co | 17609 | CA | 220 |  |  | N
2770 | Terra-Gen Operating Co LLC | 57292 | Alta Wind Energy Center III | 14047 90th Street West | Mojave | CA | 93501 | Kern | 35.0239 | -118.2953 | WECC | CISO | California Independent System Operator |  | 22 | NR | 2 | IPP Non-CHP | N |  | N |  | Y | 10-45-000 |  | X |  | Southern California Edison Co | 17609 | CA | 220 |  |  | N
2770 | Terra-Gen Operating Co LLC | 57293 | Alta Wind Energy Center IV | 12941 60th Street West | Mojave | CA | 93501 | Kern | 35.0086 | -118.2422 | WECC | CISO | California Independent System Operator |  | 22 | NR | 2 | IPP Non-CHP | N |  | N |  | Y | 10-46-000 |  | X |  | Southern California Edison Co | 17609 | CA | 220 |  |  | N
2770 | Terra-Gen Operating Co LLC | 57294 | Alta Wind Energy Center V | 12941 60th Street West | Mojave | CA | 93501 | Kern | 35.0086 | -118.2422 | WECC | CISO | California Independent System Operator |  | 22 | NR | 2 | IPP Non-CHP | N |  | N |  | Y | 10-47-000 |  | X |  | Southern California Edison Co | 17609 | CA | 220 |  |  | N
59397 | NRG Solar Alpine | 57295 | Alpine Solar | 21125 West Avenue C | Lancaster | CA | 93536 | Los Angeles | 34.7892 | -118.5047 | WECC | CISO | California Independent System Operator |  | 22 | NR | 2 | IPP Non-CHP | N |  | N |  | N |  |  | X |  | Southern California Edison Co | 17609 | CA | 66 |  |  | N | [5 empty] | X | X
56654 | Carleton College | 57296 | Carleton College | One North College Street | Northfield | MN | 55057 | Rice | 44.4619 | -93.1564 | MRO | MISO | Midcontinent Independent Transmission System Operator, Inc.. |  | 611 | NR | 4 | Commercial Non-CHP | N |  | Y | QF11-511-000 | N |  | N | X |  | Northern States Power Co - Minnesota | 13781 | MN | 13.8 |  |  | N | [5 empty] | N
60736 | Bio Energy Washington, LLC | 57298 | Cedar Hills | 16650 228th Ave SE | Maple Valley | WA | 98038 | King | 47.4558 | -122.0428 | WECC | PSEI | Puget Sound Energy | Municipality | 22 | NR | 2 | IPP Non-CHP | N |  | N |  | N |  | N | X |  | Puget Sound Energy Inc | 15500 | WA | 12.5 |  |  | N | [5 empty] | N | N
14354 | PacifiCorp | 57299 | Dunlap | 124 Dunlap Road | Medicine Bow | WY | 82329 | Carbon | 42.0436 | -106.1603 | WECC | PACE | PacifiCorp - East |  | 22 | RE | 1 | Electric Utility | N |  | N |  | N |  |  | X |  | PacifiCorp | 14354 | WY | 230 |  |  | N
56661 | Criterion Power Partners LLC | 57300 | Criterion | 1295 Eagle Rock Road | Oakland | MD | 21550 | GARRETT | 39.4047 | -79.29 | RFC | PJM | PJM Interconnection, LLC |  | 22 | NR | 2 | IPP Non-CHP | N |  | N |  | Y | 10-70-000 | N | X |  | The Potomac Edison Company | 15263 | MD | 138 |  |  | N
56665 | Dutch Energy Corporation | 57301 | Dutch Wind Energy | 1mi Wof Indian Ave | North Palm Springs | CA | 92258 | Riverside | 33.8942 | -116.5603 | WECC | CISO | California Independent System Operator |  | 22 | NR | 2 | IPP Non-CHP | N |  | Y | 98-11-000 | N |  | N | X |  | Southern California Edison Co | 17609 | CA | 34.5 |  |  | N
56664 | Garnet Energy Corporation | 57302 | Garnet Wind Energy Center | 61983 Garnet Road | North Palm Springs | CA | 92258 | Riverside | 33.9053 | -116.5825 | WECC | CISO | California Independent System Operator |  | 22 | NR | 2 | IPP Non-CHP | N |  | Y | QF05-183-000 | N |  | N | X |  | Southern California Edison Co | 17609 | CA | 34.5 |  |  | N
56667 | Loraine Windpower Project | 57303 | Loraine Windpark Project LLC | 4274 CR 446 | Loraine | TX | 79532 | Mitchell | 32.4375 | -100.7444 | TRE | ERCO | Electric Reliability Council of Texas, Inc. |  | 22 | NR | 2 | IPP Non-CHP | N |  | N |  | N |  | N | X |  | Oncor Electric Delivery Company LLC | 44372 | TX | 345 |  |  | N | [5 empty] | N | X
11208 | Los Angeles Department of Water & Power | 57304 | Southern Owens Valley Solar Ranch | 111 Sulfate Road | Owenyo | CA | 93549 | Inyo | 36.7977 | -118.0838 | WECC | LDWP | Los Angeles Department of Water and Power |  | 22 | RE | 1 | Electric Utility | N |  | N |  | N |  | N | X |  | Los Angeles City of | 11208 | CA | 230 |  |  | N | [5 empty] | X | X
11208 | Los Angeles Department of Water & Power | 57305 | Adelanto Solar Project | 16800 Aster Road | Adelanto | CA | 92301 | San Bernardino | 34.5508 | -117.4353 | WECC | LDWP | Los Angeles Department of Water and Power |  | 22 | RE | 1 | Electric Utility | N |  | N |  | N |  | N | X |  | Intermountain Power Agency | 40576 |  | 4.18 |  |  | N | [5 empty] | X | X
11208 | Los Angeles Department of Water & Power | 57306 | Pine Tree Solar Project | 22500 Jawbone Canyon Rd | Owenyo | CA | 93518 | Kern | 35.2296 | -118.1957 | WECC | LDWP | Los Angeles Department of Water and Power |  | 22 | RE | 1 | Electric Utility | N |  | N |  | N |  | N | X |  | Los Angeles Department of Water & Power | 11208 | CA | 34.5 |  |  | N | [5 empty] | X | X
11208 | Los Angeles Department of Water & Power | 57307 | Van Norman Bypass Solar Project | 11852 Woodley Ave | sylmar | CA | 91344 | Los Angeles | 34.2911 | -118.4811 | WECC | LDWP | Los Angeles Department of Water and Power |  | 22 | RE | 1 | Electric Utility | N |  | N |  | N |  | N | X |  | Los Angeles Department of Water & Power | 11208 | CA | 34.5
11208 | Los Angeles Department of Water & Power | 57308 | Maclay Solar Project | 13600 Astoria St | Sylmar | CA | 91342 | Los Angeles | 34.3197 | -118.4308 | WECC | LDWP | Los Angeles Department of Water and Power |  | 22 | RE | 1 | Electric Utility | N |  | N |  | N |  | N | X |  | Los Angeles Department of Water & Power | 11208 | CA | 34.5 |  |  | N | [5 empty] | X | X
11208 | Los Angeles Department of Water & Power | 57309 | Pacific Cruise Ship Terminals Berth 93 | 93 Berth | San Pedro | CA | 90731 | Los Angeles | 33.7331 | -118.2772 | WECC | LDWP | Los Angeles Department of Water and Power | N/A | 4883 | NR | 4 | Commercial Non-CHP | N |  | N |  | N |  | N | X |  | Los Angeles Department of Water & Power | 11208 | CA | 34.5 |  |  | N | [5 empty] | X | X
11208 | Los Angeles Department of Water & Power | 57310 | 1420 Coil Av #C | 1420 Coil Ave #C | Wilmington | CA | 90744 | Los Angeles | 33.7943 | -118.2414 | WECC | LDWP | Los Angeles Department of Water and Power | N/A | 493 | NR | 4 | Commercial Non-CHP | N |  | N |  | N |  | N | X |  | Los Angeles Department of Water & Power | 11208 | CA | 34.5 |  |  | N
11208 | Los Angeles Department of Water & Power | 57311 | Occidental College Solar Project | 1600 Campus Rd | Los Angeles | CA | 90041 | Los Angeles | 34.1283 | -118.2069 | WECC | LDWP | Los Angeles Department of Water and Power | N/A | 611 | NR | 4 | Commercial Non-CHP | N |  | N |  | N |  | N | X |  | Los Angeles Department of Water & Power | 11208 | CA | 34.5 |  |  | N
11208 | Los Angeles Department of Water & Power | 57312 | LATTC South Campus Solar | 400 W. Washington Blvd. | Los Angeles | CA | 90017 | Los Angeles | 34.0331 | -118.2697 | WECC | LDWP | Los Angeles Department of Water and Power |  | 22 | NR | 2 | IPP Non-CHP | N |  | N |  | N |  | N | X |  | Los Angeles City of | 11208 | CA | 2.4
11208 | Los Angeles Department of Water & Power | 57313 | Metro Support Services Center Solar | 900 Lyon St | Los Angeles | CA | 90012 | Los Angeles | 34.0578 | -118.2297 | WECC | LDWP | Los Angeles Department of Water and Power | N/A | 485 | NR | 4 | Commercial Non-CHP | N |  | N |  | N |  | N | X |  | Los Angeles Department of Water & Power | 11208 | CA | 34.5 |  |  | N
11208 | Los Angeles Department of Water & Power | 57314 | Los Angeles Harbor College | 1111 Figueroa Pl | Wilmington | CA | 90744 | Los Angeles | 33.7831 | -118.2849 | WECC | LDWP | Los Angeles Department of Water and Power | N/A | 611 | NR | 4 | Commercial Non-CHP | N |  | N |  | N |  | N | X |  | Los Angeles Department of Water & Power | 11208 | CA | 34.5 |  |  | N
56662 | Cedar Point LLC | 57315 | Cedar Point Wind | 63095 CR 21 | Limon | CO | 80828 | Lincoln | 39.4218 | -103.6781 | WECC | PSCO | Public Service Company of Colorado |  | 22 | NR | 2 | IPP Non-CHP | N |  | N |  | N |  | N | X |  | Public Service Co of Colorado | 15466 | CO | 230 |  |  | N | [5 empty] | X | X
15399 | Avangrid Renewables LLC | 57317 | San Luis Valley Solar Ranch | 8200 Country Road 106 North | Mosca | CO | 81146 | Alamosa | 37.6945 | -105.9276 | WECC | PSCO | Public Service Company of Colorado |  | 22 | NR | 2 | IPP Non-CHP | N |  | N |  | N |  |  | X |  | Public Service Co of Colorado | 15466 | CO | 115 |  |  | N
15399 | Avangrid Renewables LLC | 57318 | Copper Crossing Solar LLC | Highway 70 W | Globe | AZ | 85501 | Gila | 33.1606 | -111.484 | WECC | SRP | Salt River Project |  | 22 | NR | 2 | IPP Non-CHP | N |  | N |  | N |  |  | X |  | Salt River Project | 16572 | AZ | 69 |  |  | N
15399 | Avangrid Renewables LLC | 57319 | Big Horn Wind II | 300 Big Horn Road | Bickleton | WA | 99322 | Klickitat | 45.9192 | -120.3039 | WECC | BPAT | Bonneville Power Administration |  | 22 | NR | 2 | IPP Non-CHP | N |  | N |  | N |  |  | X |  | Bonneville Power Administration | 1738 | WA | 230 |  |  | N
15399 | Avangrid Renewables LLC | 57320 | Juniper Canyon I Wind Project | 1050 East Rd | Bickleton | WA | 99322 | Klickitat | 45.9215 | -120.2355 | WECC | BPAT | Bonneville Power Administration |  | 22 | NR | 2 | IPP Non-CHP | N |  | N |  | N |  |  | X |  | Bonneville Power Administration | 1738 | WA | 230 |  |  | N
56663 | Mayberry Solar LLC | 57321 | Mayberry Solar LLC | Wastewater Treatment Rd | Mt. Airy | NC | 27030 | Surry | 36.4767 | -80.6011 | SERC | DUK | Duke Energy Carolinas |  | 22 | NR | 2 | IPP Non-CHP | N |  | Y | QF10-576-000 | N |  | N | X |  | Duke Energy Carolinas, LLC | 5416 | NC | 12.7 |  |  | N
56672 | Targa Co-Generation LLC | 57322 | Mont Belvieu Cogeneration Unit | 10319 Highway 146 North | Mont Belvieu | TX | 77580 | Chambers | 29.8381 | -94.9007 | TRE | ERCO | Electric Reliability Council of Texas, Inc. |  | 324 | NR | 7 | Industrial CHP | N |  | N |  | N |  | N | X |  | CenterPoint Energy | 8901 | TX | 138 |  |  | N |  | KINDER MORGAN TEXAS PIPELINE LLC | HOUSTON PL CO LP |  |  | N | X
56679 | Sierra SunTower LLC | 57323 | Sierra SunTower Solar Gen Station | 450 West Avenue G | Lancaster | CA | 93534 | Los Angeles | 34.7306 | -118.135 | WECC | CISO | California Independent System Operator | Well | 22 | NR | 2 | IPP Non-CHP | N |  | N |  | N |  |  | X |  | Southern California Edison Co | 17609 | CA | 12.4
803 | Arizona Public Service Co | 57324 | Luke Solar | 6476 N. Ammo Rd. | Glendale | AZ | 85309 | Maricopa | 33.5261 | -112.3794 | WECC | AZPS | Arizona Public Service Company |  | 22 | RE | 1 | Electric Utility | N |  | N |  | N |  | N | X |  | Arizona Public Service Co | 803 | AZ | 12.5
56678 | FPL Energy Illinois Wind LLC | 57325 | FPL Energy Illinois Wind LLC | 1008 W Comanche Ave. | Shabbona | IL | 60550 | DeKalb | 41.7678 | -88.8867 | RFC | PJM | PJM Interconnection, LLC |  | 22 | NR | 2 | IPP Non-CHP | N |  | N |  | N |  |  | X |  | Commonwealth Edison Co | 4110 | IL | 138 |  |  | Y
56680 | Diamond Shamrock Refining Company LP | 57326 | Sunray Wind I | 6701 FM119 | Sunray | TX | 79086 | Moore | 35.9454 | -101.9005 | TRE | SWPP | Southwest Power Pool | N/A | 22 | NR | 2 | IPP Non-CHP | N |  | N |  | N |  | N | X |  | Southwestern Public Service Co | 17718 | TX | 12.47 |  |  | N | [5 empty] | N | X
56682 | Duke Energy Top Of the World WindPower | 57327 | Top of the World Windpower Project | 849 St. HWY 95 | Glenrock | WY | 82637 | Converse | 42.9258 | -105.7872 | WECC | PACE | PacifiCorp - East |  | 22 | NR | 2 | IPP Non-CHP | N |  | N |  | N |  |  | X |  | PacifiCorp | 14354 | WY | 230 |  |  | N
56681 | Kent County Levy Court Dept of Pub Work | 57330 | Kent County Wastewater Treatment Solar | 139 Milford Neck Road | Milford | DE | 19963 | Kent | 38.9931 | -75.4375 | RFC | PJM | PJM Interconnection, LLC |  | 22 | NR | 2 | IPP Non-CHP | N |  | N |  | N |  | N | X |  | Delaware Electric Cooperative | 5070 | DE | 12.47 |  |  | N | [5 empty] | N | X
56660 | Mojave Solar LLC | 57331 | Mojave Solar Project | 42134 Harper Lake Road | Hinkley | CA | 92347 | San Bernardino | 35.0177 | -117.3391 | WECC | CISO | California Independent System Operator | On-Site Wells | 22 | NR | 2 | IPP Non-CHP | N |  | N |  | N |  | N | X |  | Southern California Edison Co | 17609 | CA | 220 |  |  | N
14063 | Oklahoma Gas & Electric Co | 57332 | Crossroads Wind Farm | Rt 1 Box 162 | Canton | OK | 73724 | Dewey | 36.035 | -98.7222 | SPP | SWPP | Southwest Power Pool |  | 22 | RE | 1 | Electric Utility | N |  | N |  | N |  | N | X |  | Oklahoma Gas & Electric Co | 14063 | OK | 345 |  |  | N |  | ENABLE OKLAHOMA INTRASTATE TRANS LLC |  |  |  | N | X
15399 | Avangrid Renewables LLC | 57333 | Leaning Juniper Wind Power II | 72766 Rattlesnake Road | Arlington | OR | 97812 | Gilliam | 45.651 | -120.2598 | WECC | BPAT | Bonneville Power Administration |  | 22 | NR | 2 | IPP Non-CHP | N |  | N |  | N |  |  | X |  | Bonneville Power Administration | 1738 | OR | 230 |  |  | N
5416 | Duke Energy Carolinas, LLC | 57334 | DE Solar 10240 Old Dowd Rd | 10240 Old Dowd Rd | Charlotte | NC | 28214 | Mecklenburg | 35.2458 | -80.9967 | SERC | DUK | Duke Energy Carolinas |  | 22 | RE | 1 | Electric Utility | N |  | N |  | N |  | N | X |  | Duke Energy Carolinas, LLC | 5416 | NC | 12 |  |  | N | [5 empty] | X | X
5416 | Duke Energy Carolinas, LLC | 57335 | DE Solar 657 Brigham Rd | 657 Brigham Rd | Greensboro | NC | 27409 | Guilford | 36.1053 | -79.9692 | SERC | DUK | Duke Energy Carolinas |  | 22 | RE | 1 | Electric Utility | N |  | N |  | N |  | N | X |  | Duke Energy Carolinas, LLC | 5416 | NC | 24 |  |  | N | [5 empty] | X | X
5416 | Duke Energy Carolinas, LLC | 57336 | DE Solar 1725 Drywall Dr | 1725 Drywall Dr | Mt. Holly | NC | 28210 | Gaston | 35.3261 | -80.9967 | SERC | DUK | Duke Energy Carolinas |  | 22 | RE | 1 | Electric Utility | N |  | N |  | N |  | N | X |  | Duke Energy Carolinas, LLC | 5416 | NC | 12 |  |  | N | [5 empty] | X | X
56673 | White Oak Solar Energy LLC | 57337 | Dover Sun Park | 1455 White Oak Blvd | Dover | DE | 19901 | Kent | 39.1836 | -75.5044 | RFC | PJM | PJM Interconnection, LLC |  | 22 | NR | 2 | IPP Non-CHP | N |  | Y | 11-266-000 | N |  | N | X |  | City of Dover - (DE) | 5335 | DE | 69 |  |  | N
59400 | NRG Solar Roadrunner | 57338 | Roadrunner Solar | 6500 Bi-National Avenue | Santa Teresa | NM | 88044 | Dona Ana | 31.7928 | -106.6733 | WECC | EPE | El Paso Electric Company |  | 22 | NR | 2 | IPP Non-CHP | N |  | Y | QF 11-239-000 | N |  |  | X |  | El Paso Electric Co | 5701 | NM | 24.6 |  |  | N
56769 | Consolidated Edison Development Inc. | 57340 | Panoche Valley Solar Farm | 28002 Little Panoche Rd | Paicines | CA | 95043 | San Benito | 36.7801 | -120.7298 | WECC | CISO | California Independent System Operator |  | 22 | NR | 2 | IPP Non-CHP | N |  | N |  | N |  | N | X |  | Pacific Gas & Electric Co | 14328 | CA | 230 |  |  | N
15477 | Public Service Elec & Gas Co | 57341 | Silver Lake Solar Farm | 410 Silver Lake Avenue | Edison | NJ | 8817 | Middlesex | 40.4948 | -74.3995 | RFC | PJM | PJM Interconnection, LLC |  | 22 | RE | 1 | Electric Utility | N |  | N |  | N |  | N | X |  | Public Service Elec & Gas Co | 15477 | NJ | 138 |  |  | N | [5 empty] | X | X
56684 | White Oak Energy LLC | 57342 | White Oak Energy LLC | 11827 East 2100 North Road | Carlock | IL | 61725 | McLean | 40.5908 | -89.0467 | SERC | MISO | Midcontinent Independent Transmission System Operator, Inc.. |  | 22 | NR | 2 | IPP Non-CHP | N |  | N |  | N |  | N | X |  | Ameren Illinois Company | 56697 | IL | 138 |  |  | N | [5 empty] | N | X
60524 | Pico Energy, LLC | 57343 | Cargill B6 Biofactory | 3350 S. 2400 E. | Jerome | ID | 83338 | Gooding | 42.7167 | -114.6167 | WECC | IPCO | Idaho Power Company | WELL | 22 | NR | 3 | IPP CHP | N |  | Y | 09-316-000 | N |  | N | X |  | Idaho Power Co | 9191 | ID | 12.47 |  |  | N | [5 empty] | X | X
58992 | AgPower DCD, LLC | 57344 | Cargill Dry Creek Biofactory | 2952 N 4200 E | Hansen | ID | 83344 | Twin Falls | 42.4249 | -114.2292 | WECC | IPCO | Idaho Power Company | WELLS | 325193 | NR | 7 | Industrial CHP | N |  | Y | 08-384-000 | N |  | N | X |  | Idaho Power Co | 9191 | ID | 12.47 |  |  | N
60582 | Kettle Butte Dairy LLC | 57345 | Cargill Kettle Butte Biofactory | 20 N 2100 E | Roberts | ID | 83444 | Jefferson | 43.6319 | -112.2797 | WECC | PACE | PacifiCorp - East | WELLS | 22 | NR | 3 | IPP CHP | N |  | Y | 10-148-00 | Y | 10-148-00 | N | X |  | PacifiCorp | 14354 | ID | 12.47 |  |  | N | [5 empty] | N | X
56683 | Elk City LLC | 57346 | Elk City LLC | 17265 East 1070 Road | Sweetwater | OK | 73666 | Roger Mills | 35.4642 | -99.8983 | SPP | SWPP | Southwest Power Pool |  | 22 | NR | 2 | IPP Non-CHP | N |  | N |  | Y | ER10-149 |  | X |  | Public Service Co of Oklahoma | 15474 | OK | 230 |  |  | N
56688 | Baldwin Wind LLC | 57347 | Baldwin Wind LLC | 5120 279th Ave NE | Wilton | ND | 58579 | Burleigh | 47.1133 | -100.7086 | MRO | MISO | Midcontinent Independent Transmission System Operator, Inc.. |  | 22 | NR | 2 | IPP Non-CHP | N |  | N |  | N |  |  | X |  | Basin Electric Power Coop | 1307 | ND | 230 |  |  | N
56687 | CityCenter Land LLC | 57348 | CityCenter Central Plant Cogen Units | 4720 Frank Sinatra Drive | Las Vegas | NV | 89109 | Clark | 36.1039 | -115.1794 | WECC | NEVP | Nevada Power Company |  | 721 | NR | 5 | Commercial CHP | N |  | N |  | N |  |  | X |  | Nevada Power Co | 13407 | NV | 15 |  |  | N | SOUTHWEST GAS CORPORATION | SOUTHWEST GAS CORPORATION |  |  |  | N
56691 | Garrison Energy Center LLC | 57349 | Garrison Energy Center LLC | 450 Garrison Oak Drive | Dover | DE | 19901 | Kent | 39.1872 | -75.4994 | RFC | PJM | PJM Interconnection, LLC | Municipality | 22 | NR | 2 | IPP Non-CHP | N |  | N |  | N |  | N | X |  | Delmarva Power | 5027 | DE | 230 |  |  | N |  | CPN PIPELINE COMPANY |  |  |  | N | X
56690 | Town of Portsmouth | 57350 | Portsmouth Wind Turbine | Education Lane | Portsmouth | RI | 2871 | Newport | 41.6144 | -71.2514 | NPCC | ISNE | ISO New England Inc. |  | 22 | NR | 2 | IPP Non-CHP | N |  | N |  | N |  |  | X |  | The Narragansett Electric Co | 13214 | RI | 13.8
56689 | RENEW Energy Inc | 57351 | Uilk Wind LLC | 266 Hwy 30 | Pipestone | MN | 56164 | Pipestone | 43.9811 | -96.4269 | MRO | MISO | Midcontinent Independent Transmission System Operator, Inc.. |  | 561 | NR | 4 | Commercial Non-CHP | N |  | Y | 11-512-000 | N |  | N | X |  | Sioux Valley SW Elec Coop | 17267 | MN | 69 |  |  | N
15477 | Public Service Elec & Gas Co | 57352 | Trenton Solar Farm | 500-520 Brunswick Avenue | Trenton | NJ | 8638 | Mercer | 40.2314 | -74.7539 | RFC | PJM | PJM Interconnection, LLC |  | 22 | RE | 1 | Electric Utility | N |  | N |  | N |  | N | X |  | Public Service Elec & Gas Co | 15477 | NJ | 230 |  |  | N | [5 empty] | X | X
56694 | Thermo No 1 BE 01 LLC | 57353 | Thermo No 1 | 7966 West Southside Rd | Milford | UT | 84751 | Beaver | 38.1607 | -113.1945 | WECC | PACE | PacifiCorp - East | Wells | 22 | NR | 2 | IPP Non-CHP | N |  | Y | 7408001 | N |  | N | X |  | PacifiCorp | 14354 | UT | 24.9 |  |  | N | [5 empty] | N
56693 | Fox Island Wind LLC | 57354 | Fox Island Wind LLC | Zion Farm Rd. | Vinalhaven | ME | 4863 | Knox | 44.0942 | -68.8658 | NPCC | ISNE | ISO New England Inc. |  | 22 | NR | 2 | IPP Non-CHP | N |  | N |  | N |  | N | X |  | Fox Islands Electric Coop, Inc | 8780 | ME | 12.47 |  |  | N | [5 empty] | X | X
55938 | Industrial Power Generating Company LLC | 57356 | Henrico | 10610 Fords Country Lane | Glen Allen | VA | 23059 | Henrico | 37.6788 | -77.5678 | SERC | PJM | PJM Interconnection, LLC | Wells | 22 | NR | 2 | IPP Non-CHP | N |  | Y | 10-443 | N |  | N | X |  | Virginia Electric & Power Co | 19876 | VA | 34.5 |  |  | N
56698 | Red Mesa Wind LLC | 57357 | Red Mesa Wind LLC | 401 Red Mesa Road | Seboyeta | NM | 87014 | Sandoval | 35.2689 | -107.3828 | WECC | PNM | Public Service Company of New Mexico |  | 22 | NR | 2 | IPP Non-CHP | N |  | N |  | N |  | N | X |  | Public Service Co of NM | 15473 | NM | 115 |  |  | N
56699 | CPV Keenan II Renewable Energy Co LLC | 57358 | Keenan II Renewable Energy Co LLC | 197352 East County Road 51 | Woodward | OK | 73801 | Woodward | 36.2761 | -99.4908 | SPP | SWPP | Southwest Power Pool |  | 22 | NR | 2 | IPP Non-CHP | N |  | N |  | Y | ER-10-2-000 20091008-5043 |  | X |  | Oklahoma Gas & Electric Co | 14063 | OK | 138 |  |  | N
56700 | Avenal Solar Holdings LLC | 57359 | Avenal Park | 36th Avenue | Avenal | CA | 93204 | Kings | 35.9897 | -120.11 | WECC | CISO | California Independent System Operator |  | 22 | NR | 2 | IPP Non-CHP | N |  | N |  | N |  |  | X |  | Pacific Gas & Electric Co | 14328 | CA | 70 |  |  | N
56700 | Avenal Solar Holdings LLC | 57360 | Sun City Project LLC | 36th Avenue | Avenal | CA | 93204 | Kings | 35.9831 | -120.1103 | WECC | CISO | California Independent System Operator |  | 22 | NR | 2 | IPP Non-CHP | N |  | N |  | N |  |  | X |  | Pacific Gas & Electric Co | 14328 | CA | 70 |  |  | N
56700 | Avenal Solar Holdings LLC | 57361 | Sand Drag LLC | 36th Avenue | Avenal | CA | 93204 | Kings | 35.9828 | -120.1103 | WECC | CISO | California Independent System Operator |  | 22 | NR | 2 | IPP Non-CHP | N |  | N |  | N |  |  | X |  | Pacific Gas & Electric Co | 14328 | CA | 70 |  |  | N
56701 | The Hankin Group | 57362 | Morgantown Solar Park | 32 Timber Road | Morgantown | PA | 19543 | Berks | 40.1521 | -75.8659 | RFC | PJM | PJM Interconnection, LLC |  | 22 | NR | 2 | IPP Non-CHP | N |  | N |  | N |  |  | X |  | PPL Electric Utilities Corp | 14715 | PA | 12 |  |  | N
56702 | 510 REPP One LLC | 57363 | 510 REPP One | 964 Lebanon Church Rd | Garysburg | NC | 27831 | Northampton | 36.4972 | -77.6058 | SERC | PJM | PJM Interconnection, LLC |  | 22 | NR | 2 | IPP Non-CHP | N |  | Y | QF10-637 | N |  | N | X |  | Virginia Electric & Power Co | 19876 | NC | 13.2 |  |  | N | [5 empty] | X | X
56707 | Yuma County Water User's Association | 57364 | Siphon Drop Power Plant | All-American Canal at Yuma | Winterhaven | CA | 92283 | Imperial | 32.7792 | -114.6344 | WECC | WALC | Western Area Power Administration - Desert Southwest Region | All American Canal/Colorado Rv | 22 | NR | 2 | IPP Non-CHP | N |  | N |  | N |  | N | X |  | WAPA-- Western Area Power Administration | 27000 | CA | 35 |  |  | N | [5 empty] | X | X
56703 | MP Durham LLC | 57365 | MP Durham LLC | 2115 East Club Blvd | Durham | NC | 27704 | Durham | 36.0311 | -78.86 | SERC | DUK | Duke Energy Carolinas |  | 22 | NR | 2 | IPP Non-CHP | N |  | Y | QF 09-07 | N |  | N | X |  | Duke Energy Carolinas, LLC | 5416 | NC | 12 |  |  | N | [5 empty] | N | N
56704 | MP Wayne LLC | 57366 | MP Wayne LLC | 460B South Landfill Road | Dudley | NC | 28333 | Wayne | 35.2889 | -78.0703 | SERC | CPLE | Progress Energy Carolinas - EAST |  | 22 | NR | 2 | IPP Non-CHP | N |  | Y | QF 11-15 | N |  | N | X |  | Duke Energy Progress - (NC) | 3046 | NC | 22.86 |  |  | N | [5 empty] | N | N
56705 | Pocono International Raceway Inc | 57367 | Pocono Solar Project | 1207 Long Pond Road | Long Pond | PA | 18334 | Monroe | 41.061 | -75.5149 | RFC | PJM | PJM Interconnection, LLC |  | 711 | NR | 4 | Commercial Non-CHP | N |  | Y | 10-592-000 | N |  | N | X |  | PPL Electric Utilities Corp | 14715 | PA | 12.5 |  |  | N | [5 empty] | N | X
56696 | Alamosa Operating Services LLC | 57368 | Cogentrix of Alamosa | 4533 Lane 2 North | Mosca | CO | 81146 | Alamosa | 37.5986 | -105.9558 | WECC | PSCO | Public Service Company of Colorado |  | 22 | NR | 2 | IPP Non-CHP | N |  | Y | QF11-418 | N |  | N | X |  | Public Service Co of Colorado | 15466 | CO | 115 |  |  | N | [5 empty] | N
56706 | Chevron Technology Ventures | 57369 | Questa Solar Facility | 24 Abra Road | Questa | NM | 87556 | Taos | 36.7169 | -105.6094 | WECC | PNM | Public Service Company of New Mexico |  | 22 | NR | 2 | IPP Non-CHP | N |  | Y | QF10-648-000 | N |  |  | X |  | Kit Carson Electric Coop, Inc | 10378 | NM | 0.48 |  |  | N | [5 empty] | X | X
56709 | Turning Point Solar LLC | 57371 | Turning Point Solar | 83 Renrock Road | Cumberland | OH | 43724 | Noble | 39.81 | -81.65 | RFC | PJM | PJM Interconnection, LLC |  | 22 | NR | 2 | IPP Non-CHP | N |  | N |  | N |  | N | X |  | Ohio Power Co | 14006 | OH | 69
57170 | EDF Renewable Asset Holdings, Inc. | 57372 | Bellevue Solar Project | Bellevue Highway | Amnity | OR | 97101 | Yamhill | 45.1122 | -123.2347 | WECC | PGE | Portland General Electric Company |  | 22 | NR | 2 | IPP Non-CHP | N |  | N |  | N |  | N | X |  | Portland General Electric Co | 15248 | OR | 12.5 |  |  | N
59396 | Agua Caliente Solar | 57373 | Agua Caliente Solar Project | 67500 East Palomas Rd | Dateland | AZ | 85333 | Yuma | 32.9774 | -113.4945 | WECC | CISO | California Independent System Operator |  | 22 | NR | 2 | IPP Non-CHP | N |  | N |  | N |  |  | X |  | San Diego Gas & Electric Co | 16609 | CA | 500 |  |  | N
57170 | EDF Renewable Asset Holdings, Inc. | 57374 | Lakefield Wind Project LLC | 502 South. Highway 86 | Lakefield | MN | 56150 | Jackson | 43.675 | -95.1567 | MRO | MISO | Midcontinent Independent Transmission System Operator, Inc.. |  | 22 | NR | 2 | IPP Non-CHP | N |  | N |  | Y | 10-57-000 |  | X |  | Interstate Power and Light Co | 9417 | MN | 345 |  |  | N
56713 | Adams Wind Generations LLC | 57375 | Adams Wind Generations LLC | 12756 545th Avenue | cosmos | MN | 56228 | Meeker | 44.9169 | -94.7356 | MRO | MISO | Midcontinent Independent Transmission System Operator, Inc.. |  | 22 | NR | 2 | IPP Non-CHP | N |  | N |  | N |  | N | X |  | Northern States Power Co - Minnesota | 13781 | MN | 69 |  |  | N | [5 empty] | X | X
34691 | Ormat Nevada Inc | 57376 | Jersey Valley Geothermal Power Plant | Jersey Valley Rd | Imlay | NV | 89418 | Pershing | 40.1808 | -117.4739 | WECC | NEVP | Nevada Power Company |  | 22 | NR | 2 | IPP Non-CHP | N |  | Y | QF11-60-000 | N |  |  | X |  | Nevada Power Co | 13407 | NV | 120 |  |  | N
56720 | Greater Sandhill I LLC | 57377 | Greater Sandhill I | County Road 108 & Eightmile Ln | mosca | CO | 81146 | Alamosa | 37.6855 | -105.8909 | WECC | PSCO | Public Service Company of Colorado |  | 22 | NR | 2 | IPP Non-CHP | N |  | Y | QF10-653-000, QF10-653-001 | N |  | N | X |  | Public Service Co of Colorado | 15466 | CO | 69 |  |  | N
56722 | AV Solar Ranch 1 LLC | 57378 | AV Solar Ranch One | 49881 West 170 St. | Lancaster | CA | 93536 | Los Angeles | 34.7803 | -118.4244 | WECC | CISO | California Independent System Operator |  | 22 | NR | 2 | IPP Non-CHP | N |  | N |  | N |  | N | X |  | Southern California Edison Co | 17609 | CA | 230 |  |  | N | [5 empty] | X | X
15399 | Avangrid Renewables LLC | 57379 | Dry Lake Wind II LLC | 533 SR 377 | Herber | AZ | 85928 | Navajo | 34.6062 | -110.1734 | WECC | AZPS | Arizona Public Service Company |  | 22 | NR | 2 | IPP Non-CHP | N |  | N |  | N |  |  | X |  | Arizona Public Service Co | 803 | AZ | 345 |  |  | N
15399 | Avangrid Renewables LLC | 57380 | New England Wind LLC | Bakke Ridge | Monroe | MA | 1350 | Berkshire | 42.7297 | -73.0236 | NPCC | ISNE | ISO New England Inc. |  | 22 | NR | 2 | IPP Non-CHP | N |  | N |  | N |  |  | X |  | New England Elec Transm'n Corp | 44388 |  | 69 |  |  | N
15477 | Public Service Elec & Gas Co | 57381 | Linden Solar Farm | South Wood Avenue | Linden | NJ | 7036 | Union | 40.62 | -74.2144 | RFC | PJM | PJM Interconnection, LLC |  | 22 | RE | 1 | Electric Utility | N |  | N |  | N |  | N | X |  | Public Service Elec & Gas Co | 15477 | NJ | 138 |  |  | N | [5 empty] | N | N
15477 | Public Service Elec & Gas Co | 57382 | Yardville Solar Farm | Broad Street | Hamilton | NJ | 8611 | Mercer | 40.1688 | -74.6567 | RFC | PJM | PJM Interconnection, LLC |  | 22 | RE | 1 | Electric Utility | N |  | N |  | N |  | N | X |  | Public Service Elec & Gas Co | 15477 | NJ | 138 |  |  | N | [5 empty] | N | N
15477 | Public Service Elec & Gas Co | 57383 | WEA Texas Bayonne | 30-100 Pulaski Street | Bayonne | NJ | 7002 | Hudson | 40.6772 | -74.0919 | RFC | PJM | PJM Interconnection, LLC |  | 22 | RE | 1 | Electric Utility | N |  | N |  | N |  | N | X |  | Public Service Elec & Gas Co | 15477 | NJ | 138 |  |  | N | [5 empty] | N | N
15477 | Public Service Elec & Gas Co | 57384 | Matrix Buildings A&B (Perth Amboy) Solar | 1000 & 1050 Amboy Avenue | Perth Amboy | NJ | 8861 | Middlesex | 40.5344 | -74.27 | RFC | PJM | PJM Interconnection, LLC |  | 22 | RE | 1 | Electric Utility | N |  | N |  | N |  | N | X |  | Public Service Elec & Gas Co | 15477 | NJ | 138 |  |  | N | [5 empty] | N | N
59883 | NRG Energy Gas & Wind Holdings Inc | 57385 | Community Wind North LLC | Verdi Township | Verdi Township | MN | 56136 | Lincoln | 44.2456 | -96.4064 | MRO | MISO | Midcontinent Independent Transmission System Operator, Inc.. |  | 22 | NR | 2 | IPP Non-CHP | N |  | N |  | Y | ER11-2107, EG11-11, EG11-23, ER11-2108 | N | X |  | Northern States Power Co - Minnesota | 13781 | MN | 69 |  |  | N
56715 | Ridgewind Power Partners LLC | 57386 | Ridgewind | 1169 County Line Ave | Woodstock | MN | 56186 | Pipestone | 44.0189 | -96.0653 | MRO | MISO | Midcontinent Independent Transmission System Operator, Inc.. |  | 22 | NR | 2 | IPP Non-CHP | N |  | Y | QF10-609 | Y | EG10-11 | N | X |  | Northern States Power Co - Minnesota | 13781 | MN | 115 |  |  | N
56727 | Ashtabula Wind III LLC | 57387 | Ashtabula Wind III LLC | 12306 20th St NE | Luverne | ND | 58056 | Barnes | 47.1242 | -97.8956 | MRO | MISO | Midcontinent Independent Transmission System Operator, Inc.. |  | 22 | NR | 2 | IPP Non-CHP | N |  | N |  | N |  | N | X |  | Minnkota Power Coop, Inc | 12658 |  | 230 |  |  | N | [5 empty] | X | X
56732 | GlaxoSmithKline Consumer Healthcare L P | 57390 | GSK York RDC Solar Facility | 105 Willow Springs Lane | York | PA | 17406 | York | 40.0439 | -76.7355 | RFC | PJM | PJM Interconnection, LLC |  | 22 | NR | 2 | IPP Non-CHP | N |  | N |  | N |  | N | X |  | Metropolitan Edison Co | 12390 | PA | 0.48 |  |  | N
24211 | Tucson Electric Power Co | 57391 | TAA Solar Facility | 7260 S. Tucson Blvd. | Tucson | AZ | 85756 | Pima | 32.1158 | -110.9408 | WECC | TEPC | Tucson Electric Power Company |  | 22 | RE | 1 | Electric Utility | N |  | N |  | N |  | N | X |  | Tucson Electric Power Co | 24211 | AZ | 13.8
24211 | Tucson Electric Power Co | 57392 | UASTP I | 9070 S. Rita Road | Tucson | AZ | 85747 | Pima | 32.097 | -110.8106 | WECC | TEPC | Tucson Electric Power Company |  | 22 | RE | 1 | Electric Utility | N |  | N |  | N |  | N | X |  | Tucson Electric Power Co | 24211 | AZ | 13.8 |  |  | N | [5 empty] | N | N
56718 | DF-AP #1 LLC | 57393 | Big Sky Dairy Digester | 2395 S. 1500 E | Gooding | ID | 83330 | Gooding | 42.8656 | -114.7914 | WECC | IPCO | Idaho Power Company |  | 22 | NR | 2 | IPP Non-CHP | N |  | Y | QF 07-313-001 | N |  | N | X |  | Idaho Power Co | 9191 | ID | 34.5 |  |  | N | [5 empty] | N | X
56723 | Genesis Solar LLC | 57394 | Genesis Solar Energy Project | 11995 Wiley's Road | Blythe | CA | 92225 | Riverside | 33.665 | -114.9981 | WECC | CISO | California Independent System Operator | Air cooled condenser | 22 | NR | 2 | IPP Non-CHP | N |  | N |  | N |  | N | X |  | Southern California Edison Co | 17609 | CA | 230 |  |  | N | [5 empty] | N | X
56721 | Danielson Wind Farms LLC | 57396 | Danielson Wind Farms LLC | 51815 220th Street | Atwater | MN | 56209 | Kandiyohi | 45.0717 | -94.7522 | MRO | MISO | Midcontinent Independent Transmission System Operator, Inc.. |  | 22 | NR | 2 | IPP Non-CHP | N |  | N |  | N |  | N | X |  | Northern States Power Co - Minnesota | 13781 | MN | 69 |  |  | N | [5 empty] | X | X
56728 | Dow Jones & Co | 57397 | Dow Jones South Brunswick Solar | 4300 US Highway 1 | Monmouth Junction | NJ | 8852 | Middlesex | 40.3698 | -74.5868 | RFC | PJM | PJM Interconnection, LLC |  | 22 | NR | 2 | IPP Non-CHP | N |  | N |  | N |  | N | X |  | Public Service Elec & Gas Co | 15477 | NJ | 69 |  |  | N | [5 empty] | N | N
15399 | Avangrid Renewables LLC | 57398 | Lakeview Cogeneration LLC | 2189 Missouri Avenue | Lakeview | OR | 97630 | Lake | 42.1889 | -120.6792 | WECC | PACW | PacifiCorp - West | Air cooled | 22 | NR | 3 | IPP CHP | N |  | N |  | N |  |  | X |  | PacifiCorp | 14354 | OR | 115
40577 | American Mun Power-Ohio, Inc | 57399 | Cannelton Hydroelectric Plant | 700 West Wecor Road | Hawesville | KY | 42348 | Hancock | 37.8997 | -86.7058 | SERC | MISO | Midcontinent Independent Transmission System Operator, Inc.. | Ohio River | 22 | RE | 1 | Electric Utility | N |  | N |  | N |  | N | X |  | Southern Indiana Gas & Elec Co | 17633 | IN | 138 |  |  | N | [5 empty] | X | X
40577 | American Mun Power-Ohio, Inc | 57400 | Smithland Hydroelectric Plant | 1297B Smithland Dam Road | Smithland | KY | 42081 | Livingston | 37.1696 | -88.4195 | SERC | MISO | Midcontinent Independent Transmission System Operator, Inc.. | Ohio River | 22 | RE | 1 | Electric Utility | N |  | N |  | N |  | N | X |  | Big Rivers Electric Corp | 1692 |  | 161 |  |  | N | [5 empty] | X | X
40577 | American Mun Power-Ohio, Inc | 57401 | Willow Island Hydroelectric Plant | 32400 WV 2 | Willow Island | WV | 26134 | Pleasants | 39.3578 | -81.3179 | RFC | PJM | PJM Interconnection, LLC | Ohio River | 22 | RE | 1 | Electric Utility | N |  | N |  | N |  | N | X |  | American Transmission Systems Inc | 56162 |  | 138 |  |  | N | [5 empty] | X | X
56798 | Taylorsville Solar LLC | 57402 | Taylorsville Solar LLC | 677 Boston Road | Taylorsville | NC | 28681 | Alexander | 35.9091 | -81.1525 | SERC | DUK | Duke Energy Carolinas |  | 22 | NR | 2 | IPP Non-CHP | N |  | Y | 11-42-000 | N |  |  | X |  | EnergyUnited Elec Member Corp | 21632 | NC | 24.8 |  |  | N
54842 | WM Renewable Energy LLC | 57403 | Northwest Regional | 19401 W Deer Valley Road | Surprise | AZ | 85387 | Maricopa | 33.6819 | -112.4767 | WECC | AZPS | Arizona Public Service Company |  | 22 | NR | 2 | IPP Non-CHP | N |  | N |  | N |  | N | X |  | Arizona Public Service Co | 803 | AZ | 69 |  |  | N | [5 empty] | X | X
54842 | WM Renewable Energy LLC | 57404 | Oneida Herkimer | 7044 State Route 294 | Boonville | NY | 13309 | Oneida | 43.4622 | -75.4183 | NPCC | NYIS | New York Independent System Operator |  | 22 | NR | 2 | IPP Non-CHP | N |  | N |  | N |  | N | X |  | Village of Boonville - (NY) | 1970 | NY | 13.2 |  |  | N | [5 empty] | X | X
54842 | WM Renewable Energy LLC | 57405 | Eagle Valley (MI) | 600 W Silver Bell Road | Orion | MI | 48359 | Oakland | 42.7225 | -83.2631 | RFC | MISO | Midcontinent Independent Transmission System Operator, Inc.. |  | 22 | NR | 2 | IPP Non-CHP | N |  | N |  | N |  | N | X |  | DTE Electric Company | 5109 | MI | 13.2 |  |  | N | [5 empty] | X | X
54842 | WM Renewable Energy LLC | 57406 | Prairie View IL | 29755 S Prairie View Drive | Wilmington | IL | 60481 | Will | 41.3431 | -88.1014 | RFC | PJM | PJM Interconnection, LLC |  | 22 | NR | 2 | IPP Non-CHP | N |  | N |  | N |  | N | X |  | Commonwealth Edison Co | 4110 | IL | 34.5 |  |  | N | [5 empty] | X | X
54842 | WM Renewable Energy LLC | 57408 | Prairie Bluff | 1649 Highway 15 North | Houston | MS | 38851 | Chickasaw | 33.9544 | -88.9925 | SERC | SOCO | Southern Company Services, Inc. - Trans |  | 22 | NR | 2 | IPP Non-CHP | N |  | N |  | N |  | N | X |  | Natchez Trace Elec Power Assn | 13227 | MS | 25 |  |  | N | [5 empty] | X | X
54842 | WM Renewable Energy LLC | 57409 | West Camden | 2410 Highway 70 West | Camden | TN | 38320 | Benton | 36.0579 | -88.142 | SERC | TVA | Tennessee Valley Authority |  | 22 | NR | 2 | IPP Non-CHP | N |  | N |  | N |  | N | X |  | Benton County | 1578 | TN | 12.5 |  |  | N | [5 empty] | X | X
54842 | WM Renewable Energy LLC | 57410 | Geneva | 4339 Tuttle Road | Geneva | OH | 44041 | Ashtabula | 41.795 | -80.91 | RFC | PJM | PJM Interconnection, LLC |  | 22 | NR | 2 | IPP Non-CHP | N |  | N |  | N |  | N | X |  | Ohio Edison Co | 13998 | OH | 36 |  |  | N | [5 empty] | X | X
54842 | WM Renewable Energy LLC | 57411 | Mahoning | 3510 E Garfield Road | New Springfield | OH | 44443 | Mahoning | 40.9144 | -80.5861 | RFC | PJM | PJM Interconnection, LLC |  | 22 | NR | 2 | IPP Non-CHP | N |  | N |  | N |  | N | X |  | Ohio Edison Co | 13998 | OH | 69 |  |  | N | [5 empty] | X | X
56741 | Knouse Food Cooperative Inc | 57412 | Knouse Solar Project 1 | 47 Coon Road | Gardners | PA | 17324 | Cumberland | 40.0264 | -77.2344 | RFC | PJM | PJM Interconnection, LLC |  | 311 | NR | 6 | Industrial Non-CHP | N |  | N |  | N |  | N | X |  | Metropolitan Edison Co | 12390 | PA | 35 |  |  | N
56742 | Notus Clean Energy LLC | 57414 | Notus Wind 1 | 82 Technology Park Drive | E. Falmouth | MA | 2536 | Barnstable | 41.6083 | -70.6089 | NPCC | ISNE | ISO New England Inc. |  | 22 | NR | 2 | IPP Non-CHP | N |  | N |  | N |  |  | X |  | NSTAR Electric Company | 54913 | MA | 25 |  |  | N
55963 | AE Power Services LLC | 57415 | Sherbino II | 5697 Tran Pecos Road | Ft. Stockton | TX | 79735 | Pecos | 30.7726 | -102.5058 | TRE | ERCO | Electric Reliability Council of Texas, Inc. |  | 22 | NR | 2 | IPP Non-CHP | N |  | N |  | Y | EG11-87 | N | X |  | Texas-New Mexico Power Co | 40051 | TX | 138 |  |  | N
60423 | RPMA Operations LLC | 57417 | Elk Wind Farm | 1419 220th Avenue | Greeley | IA | 52050 | Delaware | 42.5839 | -91.3708 | MRO | MISO | Midcontinent Independent Transmission System Operator, Inc.. |  | 22 | NR | 2 | IPP Non-CHP | N |  | N |  | N |  | N | X |  | ITC Midwest LLC | 56161 |  | 69 |  |  | N | [5 empty] | X | X
56748 | RP1 Fuel Cell LLC | 57419 | RPI Fuel Cell LLC | 2662 East Walnut Street | Ontario | CA | 91761 | San Bernardino | 34.0286 | -117.6014 | WECC | CISO | California Independent System Operator |  | 22 | NR | 3 | IPP CHP | N |  | N |  | N |  | N | X |  | Southern California Edison Co | 17609 | CA | 12 |  |  | N | SOUTHERN CALIFORNIA GAS COMPANY |  |  |  |  | N | X
56749 | UTS SJ1 LLC | 57420 | UTS SJ1 LLC | 700 Los Esteros Road | San Jose | CA | 95134 | Santa Clara | 37.4331 | -121.9419 | WECC | CISO | California Independent System Operator |  | 22 | NR | 3 | IPP CHP | N |  | N |  | N |  | N | X |  | Pacific Gas & Electric Co | 14328 | CA | 12.5 |  |  | N | PACIFIC GAS |  |  |  |  | N | X
5109 | DTE Electric Company | 57421 | Gratiot Wind Park | 7330 E. Monroe Rd | Breckenridge | MI | 48615 | Gratiot | 43.4339 | -84.4975 | RFC | MISO | Midcontinent Independent Transmission System Operator, Inc.. |  | 22 | RE | 1 | Electric Utility | N |  | N |  | N |  | N | X |  | Michigan Electric Transmission Company | 56163 | MI | 138 |  |  | N | [5 empty] | N | X
56751 | Yolo County of | 57422 | Yolo County Solar Project | 2420 East Gibson Street | Woodland | CA | 95695 | Yolo | 38.6597 | -121.7294 | WECC | CISO | California Independent System Operator |  | 92 | NR | 4 | Commercial Non-CHP | N |  | N |  | N |  |  | X |  | Pacific Gas & Electric Co | 14328 | CA | 480 |  |  | N
15399 | Avangrid Renewables LLC | 57424 | Buffalo Ridge II LLC | 21006 486th Avenue | Elkton | SD | 57026 | Brookings | 44.5281 | -96.6267 | WECC | MISO | Midcontinent Independent Transmission System Operator, Inc.. |  | 22 | NR | 2 | IPP Non-CHP | N |  | N |  | Y | 10-378-000 |  | X |  | Bonneville Power Administration | 1738 | OR | 230 |  |  | N
56753 | AgPower Jerome LLC | 57425 | Double A Digester | 305 County Line Road | Jerome | ID | 83338 | Jerome | 42.8539 | -114.4719 | WECC | IPCO | Idaho Power Company |  | 22 | NR | 3 | IPP CHP | N |  | Y | QF08-575-002 | N |  | N | X |  | Idaho Power Co | 9191 | ID | 12.5 |  |  | N | [5 empty] | X
57337 | Aegis Renewables LLC | 57427 | Ryegrass Windfarm | 6000 N Foxtail Way | Glenns Ferry | ID | 83623 | Elmore | 43.0371 | -115.4397 | WECC | IPCO | Idaho Power Company |  | 22 | NR | 2 | IPP Non-CHP | N |  | Y | 10-527 | N |  | N | X |  | Idaho Power Co | 9191 | ID | 230 |  |  | N
57337 | Aegis Renewables LLC | 57428 | Hammett Hill Windfarm | 6000 N Foxtail Way | Glenns Ferry | ID | 83623 | Elmore | 43.0061 | -115.4633 | WECC | IPCO | Idaho Power Company |  | 22 | NR | 2 | IPP Non-CHP | N |  | Y | 10-527 | N |  |  | X |  | Idaho Power Co | 9191 | ID | 230 |  |  | N
57337 | Aegis Renewables LLC | 57429 | Mainline Windfarm | 6000 N Foxtail Way | Glenns Ferry | ID | 83623 | Elmore | 43.0483 | -115.4129 | WECC | IPCO | Idaho Power Company |  | 22 | NR | 2 | IPP Non-CHP | N |  | Y | 10-527 | N |  |  | X |  | Idaho Power Co | 9191 | ID | 230 |  |  | N
57337 | Aegis Renewables LLC | 57430 | Desert Meadow Windfarm | 6000 N Foxtail Way | Glenns Ferry | ID | 83623 | Elmore | 43.0566 | -115.452 | WECC | IPCO | Idaho Power Company |  | 22 | NR | 2 | IPP Non-CHP | N |  | Y | 10-527 | N |  |  | X |  | Idaho Power Co | 9191 | ID | 230 |  |  | N
57337 | Aegis Renewables LLC | 57431 | Cold Springs Windfarm | 6000 N Foxtail Way | Glenns Ferry | ID | 83623 | Elmore | 43.0281 | -115.4005 | WECC | IPCO | Idaho Power Company |  | 22 | NR | 2 | IPP Non-CHP | N |  | Y | 10-527 | N |  |  | X |  | Idaho Power Co | 9191 | ID | 230 |  |  | N
12667 | Minnesota Municipal Power Agny | 57432 | Oak Glen Wind Farm | 4401-5399 SE 118th Street | Blooming Prairie | MN | 55319 | Steele | 43.9206 | -93.1406 | MRO | MISO | Midcontinent Independent Transmission System Operator, Inc.. |  | 22 | RE | 1 | Electric Utility | N |  | N |  | N |  |  | X |  | ITC Midwest LLC | 56161 |  | 69 |  |  | N | [5 empty] | X | X
56756 | Bellefontaine Gas Producers LLC | 57433 | Bellefontaine Gas Producers LLC | 2946 US Route 68 North | Bellefontaine | OH | 43311 | Logan | 40.4108 | -83.7179 | RFC | PJM | PJM Interconnection, LLC | n/a | 22 | NR | 2 | IPP Non-CHP | N |  | Y | QF08-786-000 | N |  | N | X |  | Dayton Power & Light Co | 4922 | OH | 12.47 |  |  | N | [5 empty] | N | X
56769 | Consolidated Edison Development Inc. | 57434 | Valley View Transmission LLC | 399 15th Avenue | Edgerton | MN | 56122 | Murray | 43.9028 | -96.0217 | MRO | MISO | Midcontinent Independent Transmission System Operator, Inc.. |  | 22 | NR | 2 | IPP Non-CHP | N |  | Y | QF11-75-000 | N |  |  | X |  | Great River Energy | 7570 |  | 69 |  |  | N
56758 | Solar Star North Carolina II LLC | 57435 | Solar Star North Carolina II LLC | US-158 | Murfreesboro | NC | 27855 | Hertford | 36.5061 | -77.0642 | SERC | PJM | PJM Interconnection, LLC |  | 22 | NR | 2 | IPP Non-CHP | N |  | Y | QF10-354-000 | N |  |  | X |  | Virginia Electric & Power Co | 19876 | NC | 34.5 |  |  | N
56760 | Davidson Gas Producers LLC | 57436 | Davidson Gas Producers LLC | 1211 Davidson County Landfill | Lexington | NC | 27292 | Davidson | 35.8413 | -80.1835 | SERC | DUK | Duke Energy Carolinas | n/a | 22 | NR | 2 | IPP Non-CHP | N |  | Y | QF11-1-000 | N |  | N | X |  | Duke Energy Carolinas, LLC | 5416 | NC | 12.47 |  |  | N | [5 empty] | N | X
3220 | Central Oregon Irrigation Dist | 57437 | Juniper Ridge Hydroelectric Project | 64555 N Highway 97 | Bend | OR | 97701 | Deschutes | 44.1427 | -121.2697 | WECC | PACW | PacifiCorp - West | Deschutes River | 22 | NR | 2 | IPP Non-CHP | N |  | Y | QF-09-262-000 | N |  | N | X |  | PacifiCorp | 14354 | OR | 69 |  |  | N
56761 | 6th St Solar Park of Gainesville FL | 57438 | 6th St Solar Park of Gainesville FL | 4911 NW 6th Street | Gainesville | FL | 32609 | Alachua | 29.7 | -82.3333 | FRCC | GVL | Gainesville Regional Utilities |  | 22 | NR | 2 | IPP Non-CHP | N |  | N |  | N |  |  | X |  | Gainesville Regional Utilities | 6909 | FL | 7.2 |  |  | N
56762 | NRG Renew Operation & Maintenance, LLC | 57439 | California Valley Solar Ranch | 13505 Carrisa Highway | California Valley | CA | 93453 | San Luis Obispo | 35.3237 | -119.9166 | WECC | CISO | California Independent System Operator |  | 22 | NR | 2 | IPP Non-CHP | N |  | N |  | N |  | N | X |  | Pacific Gas & Electric Co | 14328 | CA | 230 |  |  | N | [5 empty] | N | N
17609 | Southern California Edison Co | 57441 | Solar Photovoltaic Project #42 | 2782 West Edison Court | Tulare | CA | 93257 | Tulare | 36.0281 | -119.0747 | WECC | CISO | California Independent System Operator |  | 22 | RE | 1 | Electric Utility | N |  | N |  | N |  |  | X |  | Southern California Edison Co | 17609 | CA | 12 |  |  | N
58720 | Enbridge | 57442 | Silver State Solar Power North | 1250 East Primm Blvd | Primm | NV | 89019 | Clark | 35.7931 | -115.3503 | WECC | NEVP | Nevada Power Company |  | 22 | NR | 2 | IPP Non-CHP | N |  | N |  | N |  | N | X |  | Nevada Power Co | 13407 | NV | 230 |  |  | N
54842 | WM Renewable Energy LLC | 57443 | Pine Tree Acres WM LFGTE | 36600 29 Mile Road | Lenox | MI | 48048 | Macomb | 42.765 | -82.7456 | RFC | MISO | Midcontinent Independent Transmission System Operator, Inc.. |  | 22 | NR | 2 | IPP Non-CHP | N |  | N |  | N |  | N | X |  | ITC Transmission | 56068 | MI | 120 |  |  | N | [5 empty] | X | X
57337 | Aegis Renewables LLC | 57444 | Two Ponds Windfarm | 6000 N Foxtail Way | Glenns Ferry | ID | 83623 | Elmore | 43.0338 | -115.4826 | WECC | IPCO | Idaho Power Company |  | 22 | NR | 2 | IPP Non-CHP | N |  | Y | 10-527 | N |  |  | X |  | Idaho Power Co | 9191 | ID | 235 |  |  | N
34691 | Ormat Nevada Inc | 57446 | McGinness Hills | 1350 Grass Valley Road | Austin | NV | 89310 | Lander | 39.5911 | -116.9119 | WECC | NEVP | Nevada Power Company |  | 22 | NR | 2 | IPP Non-CHP | N |  | N |  | N |  |  | X |  | Nevada Power Co | 13407 | NV | 230 |  |  | N
19740 | AES Wind Generation Inc | 57447 | Laurel Mountain | 57 Turbine View Road | Belington | WV | 26250 | Barbour | 39.0072 | -79.8866 | RFC | PJM | PJM Interconnection, LLC |  | 22 | NR | 2 | IPP Non-CHP | N |  | N |  | Y | 11-2036-000 |  | X |  | Monongahela Power Co | 12796 | WV | 138 |  |  | Y
56769 | Consolidated Edison Development Inc. | 57448 | Pilesgrove | 388 Mannington-Yorketown Road | Pilesgrove | NJ | 8098 | Salem | 39.613 | -75.3095 | RFC | PJM | PJM Interconnection, LLC |  | 22 | NR | 2 | IPP Non-CHP | N |  | Y | QF11-112 | N |  |  | X |  | Atlantic City Electric Co | 963 | NJ | 12 |  |  | N
15399 | Avangrid Renewables LLC | 57449 | Blue Creek Wind Project | 10900 Road 24 | Paulding | OH | 45616 | Van Wert | 40.9315 | -84.5618 | RFC | PJM | PJM Interconnection, LLC |  | 22 | NR | 2 | IPP Non-CHP | N |  | N |  | Y | 11-2112-000 |  | X |  | American Transmission Systems Inc | 56162 |  | 345 |  |  | N
34691 | Ormat Nevada Inc | 57451 | Tuscarora Geothermal Power Plant | Spanish Ranch Road | Tuscarora | NV | 89834 | Elko | 41.4828 | -116.1511 | WECC | NEVP | Nevada Power Company |  | 22 | NR | 2 | IPP Non-CHP | N |  | N |  | N |  |  | X |  | Nevada Power Co | 13407 | NV | 120 |  |  | N
57271 | NRG Solar Borrego I | 57455 | NRG Solar Borrego I | South of Henderson County Road | Borrego Springs | CA | 92004 | San Diego | 33.2989 | -116.3508 | WECC | CISO | California Independent System Operator |  | 22 | NR | 2 | IPP Non-CHP | N |  | N |  | N |  | N | X |  | San Diego Gas & Electric Co | 16609 | CA | 69 |  |  | N | [5 empty] | X | X
56764 | USG Nevada LLC | 57456 | San Emidio | PO Box 135 | Gerlach | NV | 89412 | Washoe | 40.3806 | -119.3997 | WECC | NEVP | Nevada Power Company | Cooling Wells | 22 | NR | 2 | IPP Non-CHP | N |  | N |  | N |  |  | X |  | Nevada Power Co | 13407 | NV | 60 |  |  | N
56776 | Seneca Sustainable Energy LLC | 57457 | Seneca Sustainable Energy LLC | 29650 E Enid Road | Eugene | OR | 97440 | Lane | 44.1163 | -123.179 | WECC | BPAT | Bonneville Power Administration | Wells | 321 | NR | 6 | Industrial Non-CHP | N |  | Y | QF-135-000 | N |  |  | X |  | City of Eugene - (OR) | 6022 | OR | 115 |  |  | N
56777 | Avidan Energy Solutions | 57458 | 145 Talmadge Solar | 145 Talmadge Rd | Edison | NJ | 8817 | Middlesex | 40.5358 | -74.3913 | RFC | PJM | PJM Interconnection, LLC |  | 22 | NR | 2 | IPP Non-CHP | N |  | N |  | N |  |  | X |  | Public Service Elec & Gas Co | 15477 | NJ | 13.2 |  |  | N
19740 | AES Wind Generation Inc | 57459 | Mountain View IV | 19435 Ruppert St. | North Palm Springs | CA | 92258 | Riverside | 33.8816 | -116.5527 | WECC | CISO | California Independent System Operator |  | 22 | NR | 2 | IPP Non-CHP | N |  | N |  | Y | 11-2701-000 |  | X |  | Southern California Edison Co | 17609 | CA | 115 |  |  | N
56778 | Bloom Energy 2009 PPA | 57460 | Caltech Central | 1124 E California St | Pasadena | CA | 91106 | Los Angeles | 34.1358 | -118.1267 | WECC | CISO | California Independent System Operator |  | 22 | NR | 2 | IPP Non-CHP | N |  | N |  | N |  | N | X |  | Southern California Edison Co | 17609 | CA | 4 |  |  | N | SOUTHERN CALIFORNIA GAS COMPANY |  |  |  |  | N
56779 | Martins Creek Solar NC, LLC | 57461 | Martins Creek Solar NC, LLC | 1459 Tobe Stalcup Road | Murphy | NC | 28906 | Cherokee | 35.0204 | -84.0157 | SERC | DUK | Duke Energy Carolinas |  | 22 | NR | 2 | IPP Non-CHP | N |  | Y | QF11-206-000 | N |  |  | X |  | Blue Ridge Mountain EMC - (GA) | 1891 | NC | 14.4 |  |  | N
56780 | Enfinity BNB Napoleon Solar LLC | 57462 | Napoleon Solar I | 12733 State Route 110 | Napoleon | OH | 43545 | Henry | 41.3884 | -84.0958 | RFC | PJM | PJM Interconnection, LLC |  | 22 | NR | 2 | IPP Non-CHP | N |  | Y | QF12-123-000 | N |  |  | X |  | The Toledo Edison Co | 18997 | OH | 12.47 |  |  | N
49893 | Invenergy Services LLC | 57463 | Bishop Hill Energy LLC | E 1670 (CR39) and N 450 | Cambridge | IL | 61491 | Henry | 41.2153 | -90.1208 | RFC | PJM | PJM Interconnection, LLC |  | 22 | NR | 2 | IPP Non-CHP | N |  | N |  | N |  | N | X |  | Commonwealth Edison Co | 4110 | IL | 138 |  |  | N
56783 | Romark Logistics of PA Inc. | 57465 | Romark PA Solar | 546 Can-Do Highway | Hazle Township | PA | 18202 | Luzerne | 40.9361 | -76.0389 | RFC | PJM | PJM Interconnection, LLC |  | 22 | NR | 2 | IPP Non-CHP | N |  | N |  | N |  | N | X |  | Pennsylvania Power Co | 14716 | PA | 12.47 |  |  | N | [5 empty] | N
57249 | EPP Renewable Energy | 57466 | Blue Ridge Landfill | 3747 White Church Road | Chambersburg | PA | 17201 | Franklin | 39.9619 | -77.5611 | RFC | PJM | PJM Interconnection, LLC |  | 22 | NR | 2 | IPP Non-CHP | N |  | N |  | N |  | N | X |  | Borough of Chambersburg | 3329 | PA | 12.5 |  |  | N
56785 | The Westervelt Co | 57467 | Westervelt Moundville Cogen | 2500 Gulf States Pkwy | Moundville | AL | 35474 | Hale | 32.9607 | -87.6554 | SERC | SOCO | Southern Company Services, Inc. - Trans | Municipality | 321 | NR | 7 | Industrial CHP | N |  | Y | QF10-528-000 | N |  | N | X |  | Alabama Power Co | 195 | AL | 12.47 |  |  | N | [5 empty] | N
56786 | Crystal Lake 3 LLC | 57468 | Crystal Lake 3 LLC | 804 310th Street | Britt | IA | 50423 | Winnebago | 43.3192 | -93.8836 | MRO | MISO | Midcontinent Independent Transmission System Operator, Inc.. |  | 22 | NR | 2 | IPP Non-CHP | N |  | N |  | N |  |  | X |  | ITC Midwest LLC | 56161 |  | 161 |  |  | N
56787 | Garden Wind LLC | 57469 | Garden Wind LLC | 18327 720th Ave | Zearing | IA | 50278 | Hardin | 42.2244 | -93.3736 | MRO | MISO | Midcontinent Independent Transmission System Operator, Inc.. |  | 22 | NR | 2 | IPP Non-CHP | N |  | N |  | N |  |  | X |  | ITC Midwest LLC | 56161 |  | 161 |  |  | N | [5 empty] | X | X
56788 | Domtar Paper Company Bennettsville | 57470 | Marlboro Mill | 585 Willamette Road | Bennettsville | SC | 29512 | Marlboro | 34.605 | -79.785 | SERC | SC | South Carolina Public Service Authority | Pee Dee River | 322122 | NR | 7 | Industrial CHP | Y | 10-564-000 | N |  | N |  | N | X |  | Marlboro Electric Coop, Inc | 11693 | SC | 13 |  |  | N |  | DOMINION TRANSMISSION INCORPORATED
56769 | Consolidated Edison Development Inc. | 57471 | Murray Hill Solar | 600 Mountain Ave | New Providence | NJ | 7974 | Union | 40.6844 | -74.4044 | RFC | PJM | PJM Interconnection, LLC |  | 22 | NR | 2 | IPP Non-CHP | N |  | N |  | N |  |  | X |  | Jersey Central Power & Lt Co | 9726 | NJ | 34 |  |  | N
56789 | TBE Montgomery LLC | 57472 | TBE-Montgomery LLC | 340 Neelytown Road | Montgomery | NY | 12549 | Orange | 41.4885 | -74.2262 | NPCC | NYIS | New York Independent System Operator | Wells | 22 | NR | 2 | IPP Non-CHP | N |  | N |  | N |  | N | X |  | Central Hudson Gas & Elec Corp | 3249 | NY | 69 |  |  | N |  | CENTRAL HUDSON GAS & ELECTRIC |  |  |  | N | X
56769 | Consolidated Edison Development Inc. | 57473 | Dartmouth Solar | 420 Samuel Barnet Blvd | Dartmouth | MA | 2747 | Bristol | 41.7158 | -70.9744 | NPCC | ISNE | ISO New England Inc. |  | 22 | NR | 2 | IPP Non-CHP | N |  | N |  | N |  |  | X |  | NSTAR Electric Company | 54913 | MA | 13 |  |  | N
56790 | Ralls Wind Farm LLC | 57474 | Ralls Wind Farm | 1247 State Highway #207 | Ralls | TX | 79357 | Crosby | 33.6611 | -101.39 | SPP | SWPP | Southwest Power Pool |  | 22 | NR | 2 | IPP Non-CHP | N |  | Y | QF-11-108-000 | N |  | N | X |  | Southwestern Public Service Co | 17718 | TX | 69 |  |  | N | [5 empty] | X | X
56791 | Hudson Ranch Power I LLC | 57475 | John L. Featherstone Plant | 409 West McDonald Road | Calipatria | CA | 92233 | Imperial | 33.2046 | -115.5733 | WECC | IID | Imperial Irrigation District | Imperial Irrigation District | 22 | NR | 2 | IPP Non-CHP | N |  | N |  | N |  |  | X |  | Imperial Irrigation District | 9216 | CA | 230 |  |  | N
30151 | Tri-State G & T Assn, Inc | 57476 | TSGT Mobile Generator #15 | 13680 Highway 64 | Dulce | NM | 87528 | Rio Arriba | 36.934 | -106.9865 | WECC | PNM | Public Service Company of New Mexico |  | 22 | RE | 1 | Electric Utility | N |  | N |  | N |  | N | X |  | Northern Rio Arriba E Coop Inc | 13777 | NM | 23 |  |  | N | [5 empty] | X
56794 | CE Obsidian Energy LLC | 57477 | Black Rock I | 7030 Gentry Road | Calipatria | CA | 92233 | Imperial | 33.1594 | -115.6144 | WECC | CISO | California Independent System Operator | Raw Water from IID | 22 | NR | 2 | IPP Non-CHP | N |  | N |  | N |  | N | X |  | Imperial Irrigation District | 9216 | CA | 230
56794 | CE Obsidian Energy LLC | 57478 | Black Rock II | 7030 Gentry Road | Calipatria | CA | 92233 | Imperial | 33.1594 | -115.6144 | WECC | CISO | California Independent System Operator | Raw Water from IID | 22 | NR | 2 | IPP Non-CHP | N |  | N |  | N |  | N | X |  | Imperial Irrigation District | 9216 | CA | 230
56794 | CE Obsidian Energy LLC | 57479 | Black Rock III | 7030 Gentry Road | Calipatria | CA | 92233 | Imperial | 33.1594 | -115.6144 | WECC | CISO | California Independent System Operator | Raw Water from IID | 22 | NR | 2 | IPP Non-CHP | N |  | N |  | N |  | N | X |  | Imperial Irrigation District | 9216 | CA | 230
56795 | Chittenden County Solar Partners LLC | 57481 | Chittenden County Solar Partners | 350 Dubois Dr | South Burlington | VT | 5403 | Chittenden | 44.4361 | -73.1453 | NPCC | ISNE | ISO New England Inc. |  | 22 | NR | 2 | IPP Non-CHP | N |  | Y | QF11-113-000 | N |  | N | X |  | Green Mountain Power Corp | 7601 | VT | 12.47 |  |  | N | [5 empty] | X | X
56887 | CPV Sentinel LLC | 57482 | Sentinel Energy Center, LLC | 62575 Powerline Road | Desert Hot Springs | CA | 92240 | Riverside | 33.9342 | -116.5714 | WECC | CISO | California Independent System Operator | WELL (simple cycle gas turbine | 22 | NR | 2 | IPP Non-CHP | N |  | N |  | N |  | N | X |  | Southern California Edison Co | 17609 | CA | 230 |  |  | N | SOUTHERN CALIFORNIA GAS COMPANY |  |  |  |  | N | X
49981 | Diamond Generating Corporation | 57483 | Mariposa Energy Project | 4887 Bruns Road | Byron | CA | 94514 | Alameda | 37.7892 | -121.6019 | WECC | CISO | California Independent System Operator | Simple Cycle Peaker | 22 | NR | 2 | IPP Non-CHP | N |  | N |  | N |  | N | X |  | Pacific Gas & Electric Co | 14328 | CA | 230 |  |  | N |  | PACIFIC GAS |  |  |  | N
15399 | Avangrid Renewables LLC | 57484 | Manzana Wind LLC | 170th Street West | Rosamond | CA | 93560 | Kern | 34.9349 | -118.4612 | WECC | CISO | California Independent System Operator |  | 22 | NR | 2 | IPP Non-CHP | N |  | N |  | N |  |  | X |  | Southern California Edison Co | 17609 | CA | 220 |  |  | N
56769 | Consolidated Edison Development Inc. | 57485 | Flemington Solar | 21 Kuhl Road | Flemington | NJ | 8822 | Hunterdon | 40.4839 | -74.8567 | RFC | PJM | PJM Interconnection, LLC |  | 22 | NR | 2 | IPP Non-CHP | N |  | Y | QF11-212 | N |  |  | X |  | Jersey Central Power & Lt Co | 9726 | NJ | 35 |  |  | N
56769 | Consolidated Edison Development Inc. | 57486 | Frenchtown I Solar | 1038 Route 12 | Frenchtown | NJ | 8225 | Hunterdon | 40.5217 | -75.0122 | RFC | PJM | PJM Interconnection, LLC |  | 22 | NR | 2 | IPP Non-CHP | N |  | Y | QF11-210 | N |  |  | X |  | Jersey Central Power & Lt Co | 9726 | NJ | 35 |  |  | N
56769 | Consolidated Edison Development Inc. | 57487 | Frenchtown II Solar | 30 Slacktown Road | Frenchtown | NJ | 8825 | Hunterdon | 40.5144 | -74.9769 | RFC | PJM | PJM Interconnection, LLC |  | 22 | NR | 2 | IPP Non-CHP | N |  | Y | QF11-209 | N |  |  | X |  | Jersey Central Power & Lt Co | 9726 | NJ | 35 |  |  | N
56769 | Consolidated Edison Development Inc. | 57488 | Lebanon Solar | 111 Buffalo Hollow Road | Glen Gardner | NJ | 8826 | Hunterdon | 40.6758 | -74.9122 | RFC | PJM | PJM Interconnection, LLC |  | 22 | NR | 2 | IPP Non-CHP | N |  | Y | QF11-211 | N |  |  | X |  | Jersey Central Power & Lt Co | 9726 | NJ | 12 |  |  | N
58523 | Enerdyne Power Systems Inc | 57489 | Oak Grove Gas Producers | 1152 E 700th Ave PO Box 55 | Arcadia | KS | 66711 | Crawford | 37.6297 | -94.6414 | SPP | SWPP | Southwest Power Pool |  | 22 | NR | 2 | IPP Non-CHP | N |  | N |  | N |  |  | X |  | Westar Energy Inc | 22500 | KS | 24.94 |  |  | N
56819 | CSOLAR IV South LLC | 57490 | Imperial Solar Energy Center South | 147 Pulliam Rd | Calexico | CA | 92231 | Imperial | 32.6633 | -115.6583 | WECC | CISO | California Independent System Operator |  | 22 | NR | 2 | IPP Non-CHP | N |  | N |  | Y | EG11-104-000 | N | X |  | San Diego Gas & Electric Co | 16609 | CA | 230 |  |  | N
57260 | CSOLAR IV West LLC | 57491 | Imperial Solar Energy Center West | 3020 West County Road 16 | Seeley | CA | 92273 | Imperial | 32.7722 | -115.7793 | WECC | CISO | California Independent System Operator |  | 22 | NR | 2 | IPP Non-CHP | N |  | N |  | Y | EG11-104-000 | N | X |  | San Diego Gas & Electric Co | 16609 | CA | 230 |  |  | N
56814 | Black Creek Renewable Energy LLC | 57492 | Sampson County Landfill | 7434 Roseboro Highway | Roseboro | NC | 28382 | Sampson | 34.9856 | -78.4625 | SERC | CPLE | Progress Energy Carolinas - EAST | Black Creek Aquifer | 22 | NR | 2 | IPP Non-CHP | N |  | Y | QF11-90-000 | N |  | N | X |  | Duke Energy Progress - (NC) | 3046 | NC | 22.9 |  |  | N | [5 empty] | N | N
56215 | E ON Climate Renewables N America LLC | 57493 | Settlers Trail Wind Farm LLC | 1570 N CR 41 | Sheldon | IL | 60966 | Iroquois | 40.6944 | -87.5708 | SERC | MISO | Midcontinent Independent Transmission System Operator, Inc.. |  | 22 | NR | 2 | IPP Non-CHP | N |  | N |  | Y | 11-52 | N | X |  | Ameren Illinois Company | 56697 | IL | 138 |  |  | N | [5 empty] | N | X
56816 | Masser Farms Realty Ltd | 57494 | Masser Farms Realty Solar | 2 Fearnot Road | Sacramento | PA | 17968 | Schuylkill | 40.6406 | -76.6054 | RFC | PJM | PJM Interconnection, LLC |  | 22 | NR | 2 | IPP Non-CHP | N |  | N |  | N |  | N | X |  | PPL Electric Utilities Corp | 14715 | PA | 0.77 |  |  | N | [5 empty] | N | X
2507 | City of Burbank Water and Power | 57496 | Tieton Dam Hydro Electric Project | 34582 Highway 12 | Rimrock | WA | 98937 | Yakima | 46.658 | -121.1287 | WECC | PACW | PacifiCorp - West | Rimrock Lake | 22 | RE | 1 | Electric Utility | N |  | N |  | N |  |  | X |  | Benton Rural Electric Assn | 1625 | WA | 115 |  |  | N
14328 | Pacific Gas & Electric Co | 57497 | Stroud Solar Station | 18285 W Kamm Avenue | Helm | CA | 93627 | Fresno | 36.5314 | -120.1069 | WECC | CISO | California Independent System Operator |  | 22 | RE | 1 | Electric Utility | N |  | N |  | N |  |  | X |  | Pacific Gas & Electric Co | 14328 | CA | 12 |  |  | N
14328 | Pacific Gas & Electric Co | 57498 | Five Points Solar Station | 23011 S Lassen Avenue | Five Points | CA | 96324 | Fresno | 36.4003 | -120.1033 | WECC | CISO | California Independent System Operator |  | 22 | RE | 1 | Electric Utility | N |  | N |  | N |  |  | X |  | Pacific Gas & Electric Co | 14328 | CA | 12 |  |  | N
14328 | Pacific Gas & Electric Co | 57499 | Westside Solar Station | 34345 S Trinity Avenue | Five Points | CA | 96324 | Fresno | 36.3787 | -120.1249 | WECC | CISO | California Independent System Operator |  | 22 | RE | 1 | Electric Utility | N |  | N |  | N |  |  | X |  | Pacific Gas & Electric Co | 14328 | CA | 12 |  |  | N
12341 | MidAmerican Energy Co | 57500 | Laurel Wind Farm | 1805 E Anson St | Laurel | IA | 50158 | Marshall | 41.8833 | -92.9333 | MRO | MISO | Midcontinent Independent Transmission System Operator, Inc.. |  | 22 | RE | 1 | Electric Utility | N |  | N |  | N |  | N | X |  | ITC Midwest LLC | 56161 |  | 161 |  |  | N
12341 | MidAmerican Energy Co | 57501 | Rolling Hills Wind Farm | 75121 Pella Road | Massena | IA | 50853 | Cass | 41.1973 | -94.7744 | MRO | MISO | Midcontinent Independent Transmission System Operator, Inc.. |  | 22 | RE | 1 | Electric Utility | N |  | N |  | N |  | N | X |  | MidAmerican Energy Co | 12341 | IA | 345 |  |  | N
7801 | Gulf Power Co | 57502 | Perdido | 12196 Beulah Road | Pensacola | FL | 32533 | Escambia | 30.57 | -87.39 | SERC | SOCO | Southern Company Services, Inc. - Trans |  | 22 | RE | 1 | Electric Utility | N |  | N |  | N |  | N | X |  | Gulf Power Co | 7801 | FL | 12 |  |  | N | [5 empty] | N | X
56826 | Texas Medical Center Central | 57504 | TECO CHP-1 | 1615 Braeswood | Houston | TX | 77030 | Harris | 29.7035 | -95.3983 | TRE | ERCO | Electric Reliability Council of Texas, Inc. |  | 622 | NR | 5 | Commercial CHP | N |  | N |  | N |  | N | X |  | CenterPoint Energy | 8901 | TX | 138 |  |  | N | CENTERPOINT ENERGY |  |  |  |  | N | X
13630 | North Carolina Mun Power Agny #1 | 57505 | Monroe Generating Station | 2446 Ashcraft Ave | Monroe | NC | 28110 | Union | 34.9858 | -80.506 | SERC | DUK | Duke Energy Carolinas |  | 22 | RE | 1 | Electric Utility | N |  | N |  | N |  | N | X |  | City of Monroe - (NC) | 12801 | NC | 13.2 |  |  | N | MONROE CITY OF |  |  |  |  | N
56827 | FRV SI Transport Solar LP | 57506 | FRV SI Transport Solar LP | 7340 French Road | Sacramento | CA | 95828 | Sacramento | 38.4869 | -121.3911 | WECC | CISO | California Independent System Operator |  | 22 | NR | 2 | IPP Non-CHP | N |  | N |  | N |  | N | X |  | Sacramento Municipal Util Dist | 16534 | CA | 12 |  |  | N
56828 | RV CSU Power II LLC | 57507 | RV CSU Power II LLC | 3841 LaPorte Avenue | Fort Collins | CO | 80521 | Larimer | 40.5928 | -105.1471 | WECC | PSCO | Public Service Company of Colorado |  | 611 | NR | 4 | Commercial Non-CHP | N |  | N |  | N |  |  | X |  | Public Service Co of Colorado | 15466 | CO | 13.2 |  |  | N
56829 | McKinney LFG LLC | 57508 | McKinney LFG | 500 Old Mill Road | McKinney | TX | 75098 | Collin | 33.1711 | -96.6123 | TRE | ERCO | Electric Reliability Council of Texas, Inc. |  | 22 | NR | 2 | IPP Non-CHP | N |  | Y | #11-234 | N |  | N | X |  | Oncor Electric Delivery Company LLC | 44372 | TX | 24.9 |  |  | N | [5 empty] | X | X
56830 | Carson Solar 1 LLC | 57509 | Carson Solar I | SW Corner of Titus Blvd and Bu | Colorado Springs | CO | 80913 | El Paso | 38.7228 | -104.7817 | WECC | WACM | Western Area Power Administration - Rocky Mountain Region |  | 22 | NR | 2 | IPP Non-CHP | N |  | N |  | N |  |  | X |  | City of Colorado Springs - (CO) | 3989 | CO | 12.47 |  |  | N | [5 empty] | X | X
56545 | Pattern Operators LP | 57514 | Ocotillo Express LLC | 1377 West Imerial Highway | Ocotillo | CA | 92259 | Imperial | 32.7528 | -116.0447 | WECC | CISO | California Independent System Operator |  | 22 | NR | 2 | IPP Non-CHP | N |  | N |  | N |  | N | X |  | San Diego Gas & Electric Co | 16609 | CA | 500 |  |  | N | [5 empty] | X | X
59980 | NRG Walnut Creek LLC | 57515 | Walnut Creek Energy Park | 911 Bixby Drive | Industry | CA | 91744 | Los Angeles | 34.0087 | -117.9449 | WECC | CISO | California Independent System Operator | Rowland Water Dist (reclaimed) | 22 | NR | 2 | IPP Non-CHP | N |  | N |  | N |  | N | X |  | Southern California Edison Co | 17609 | CA | 230 |  |  | N | SOUTHERN CALIFORNIA GAS COMPANY |  |  |  |  | N | N
56627 | DeWind Co. | 57516 | KODE Novus I | 3560 County Road II | Guymon | OK | 73942 | Texas | 36.5439 | -101.3936 | SPP | SWPP | Southwest Power Pool |  | 22 | NR | 2 | IPP Non-CHP | N |  | Y | AF11-235-000 | N |  |  | X |  | Southwestern Public Service Co | 17718 | TX | 345 |  |  | N
56627 | DeWind Co. | 57517 | DeWind Frisco | 15150 County Road 2 | Gruver | TX | 79040 | Hansford | 36.4985 | -101.6053 | SPP | SWPP | Southwest Power Pool |  | 22 | NR | 2 | IPP Non-CHP | N |  | Y | QF08-63-000 | N |  |  | X |  | Southwestern Public Service Co | 17718 | TX | 115 |  |  | N
56855 | Performance Services | 57518 | Purdue Energy Park | CR W 600 N and CR N 450 W | Octagon | IN | 47906 | Tippecanoe | 40.5272 | -87.0025 | RFC | PJM | PJM Interconnection, LLC |  | 22 | NR | 2 | IPP Non-CHP | N |  | N |  | N |  | N | X |  | Tipmont Rural Elec Member Corp | 18940 | IN | 12.7
56856 | Trexlertown Solar Array North and South | 57519 | Trexlertown Solar Array North and South | 7201Hamilton Boulevard | Allentown | PA | 18195 | Lehigh | 40.5562 | -75.5939 | RFC | PJM | PJM Interconnection, LLC |  | 325 | NR | 6 | Industrial Non-CHP | N |  | N |  | N |  | N | X |  | PPL Electric Utilities Corp | 14715 | PA | 69 |  |  | N
55963 | AE Power Services LLC | 57520 | Trinity Hills | 116 Hilton Ranch Road | Olney | TX | 76374 | Young | 33.3836 | -98.7119 | TRE | ERCO | Electric Reliability Council of Texas, Inc. |  | 22 | NR | 2 | IPP Non-CHP | N |  | N |  | Y | EG11-107 | N | X |  | Oncor Electric Delivery Company LLC | 44372 | TX | 345 |  |  | N
14328 | Pacific Gas & Electric Co | 57521 | Giffen | 14240 San Mateo Avenue | TBD | CA | 93608 | Fresno | 36.5303 | -120.3161 | WECC | CISO | California Independent System Operator |  | 22 | RE | 1 | Electric Utility | N |  | N |  | N |  |  | X |  | Pacific Gas & Electric Co | 14328 | CA | 12 |  |  | N
14328 | Pacific Gas & Electric Co | 57522 | Cantua Solar Station | 21007 Stanislaus Avenue | TBD | CA | 93608 | Fresno | 36.4251 | -120.3435 | WECC | CISO | California Independent System Operator |  | 22 | RE | 1 | Electric Utility | N |  | N |  | N |  |  | X |  | Pacific Gas & Electric Co | 14328 | CA | 12 |  |  | N
14328 | Pacific Gas & Electric Co | 57523 | Huron Solar Station | 17123 W Gale Avenue | Huron | CA | 93234 | Fresno | 36.1814 | -120.0306 | WECC | CISO | California Independent System Operator |  | 22 | RE | 1 | Electric Utility | N |  | N |  | N |  |  | X |  | Pacific Gas & Electric Co | 14328 | CA | 12 |  |  | N
56857 | SunE M5C Holdings LLC | 57524 | Roger Road WWTP | 2600 W Sweetwater Drive | Tucson | AZ | 85705 | Pima | 32.2894 | -111.0331 | WECC | TEPC | Tucson Electric Power Company |  | 22 | NR | 2 | IPP Non-CHP | N |  | Y | EL09-31-001 | N |  | N | X |  | Tucson Electric Power Co | 24211 | AZ | 13.8 |  |  | N
56863 | Kapaa Solar LLC | 57525 | Kapaa Photovoltaic Project | Lot No. 2 of Tax Map Key (4)4- | Kapaa | HI | 96746 | Kauai | 22.0804 | -159.3316 | HICC |  |  |  | 22 | NR | 2 | IPP Non-CHP | N |  | Y | F214807 | N |  | N | X |  | Kauai Island Utility Cooperative | 10071 | HI | 12.47 |  |  | N | [5 empty] | N | X
56865 | Caithness Shepherds Flat LLC | 57526 | North Hurlburt Wind LLC | 76288 Rhea Road | Arlington | OR | 97812 | Gilliam | 45.7316 | -120.0835 | WECC | BPAT | Bonneville Power Administration |  | 22 | NR | 2 | IPP Non-CHP | N |  | N |  | Y | EG09-82-000 | N | X |  | Bonneville Power Administration | 1738 | OR | 230 |  |  | N |  | None |  |  |  | X | X
17609 | Southern California Edison Co | 57528 | Solar Photovoltaic Project #25 | 2946 W Walnut Avenue | Rialto | CA | 92376 | San Bernardino | 34.1306 | -117.4219 | WECC | CISO | California Independent System Operator |  | 22 | RE | 1 | Electric Utility | N |  | N |  | N |  |  | X |  | Southern California Edison Co | 17609 | CA | 12
56868 | Kawailoa Wind LLC | 57529 | Kawailoa Wind | 61-488 Kamehameha Hwy | Haleiwa | HI | 96712 | Honolulu | 21.6103 | -158.0408 | HICC |  |  |  | 22 | NR | 2 | IPP Non-CHP | N |  | Y | 11-480 | Y | 12-33 | N | X |  | Hawaiian Electric Co Inc | 19547 | HI | 46 |  |  | N | [5 empty] | X | X
60453 | Novatus Energy | 57530 | Palouse | 1171 Baird Road | Oakesdale | WA | 99170 | Whitman | 47.1558 | -117.3644 | WECC | AVA | Avista Corporation |  | 22 | NR | 2 | IPP Non-CHP | N |  | N |  | Y | 12-45 | N | X |  | Avista Corp | 20169 | WA | 230 |  |  | N | [5 empty] | N | X
60453 | Novatus Energy | 57531 | Bingham Wind | Piscataquis and Somerset Coun | Bingham | ME | 4920 | Piscataquis | 45.1033 | -69.7619 | NPCC | ISNE | ISO New England Inc. |  | 22 | NR | 2 | IPP Non-CHP | N |  | N |  | Y | 15-95 | N | X |  | Central Maine Power Co | 3266 | ME | 115 |  |  | N | [5 empty] | N | X
17609 | Southern California Edison Co | 57532 | Solar Photovoltaic Project #30 | 17300 Slover Avenue | Fontana | CA | 92337 | San Bernardino | 34.0647 | -117.4258 | WECC | CISO | California Independent System Operator |  | 22 | RE | 1 | Electric Utility | N |  | N |  | N |  |  | X |  | Southern California Edison Co | 17609 | CA | 0.5
17609 | Southern California Edison Co | 57533 | Solar Photovoltaic Project #31 | 9199 Cleveland Avenue | Rancho Cucamonga | CA | 91730 | San Bernardino | 34.0867 | -117.5658 | WECC | CISO | California Independent System Operator |  | 22 | RE | 1 | Electric Utility | N |  | N |  | N |  |  | X |  | Southern California Edison Co | 17609 | CA | 12
17609 | Southern California Edison Co | 57534 | Solar Photovoltaic Project #32 | 2250 Sequoia Avenue | Ontario | CA | 91761 | San Bernardino | 34.0317 | -117.5719 | WECC | CISO | California Independent System Operator |  | 22 | RE | 1 | Electric Utility | N |  | N |  | N |  |  | X |  | Southern California Edison Co | 17609 | CA | 12 |  |  | N
17609 | Southern California Edison Co | 57535 | Solar Photovoltaic Project #33 | 3800 E Philadelphia Street | Ontario | CA | 91761 | San Bernardino | 34.0325 | -117.5692 | WECC | CISO | California Independent System Operator |  | 22 | RE | 1 | Electric Utility | N |  | N |  | N |  |  | X |  | Southern California Edison Co | 17609 | CA | 12 |  |  | N
17609 | Southern California Edison Co | 57537 | SPVP #35 | S of Airport Ave Vs W of Browi | Delano | CA | 93215 | Kern | 35.7436 | -119.2236 | WECC | CISO | California Independent System Operator |  | 22 | RE | 1 | Electric Utility | N |  | N |  | N |  |  | X |  | Southern California Edison Co | 17609 | CA | 12
17609 | Southern California Edison Co | 57538 | Solar Photovoltaic Project #40 | Highway 40 | Daggett | CA | 92327 | San Bernardino | 34.8556 | -116.8669 | WECC | CISO | California Independent System Operator |  | 22 | RE | 1 | Electric Utility | N |  | N |  | N |  |  | X |  | Southern California Edison Co | 17609 | CA | 12
17609 | Southern California Edison Co | 57539 | Solar Photovoltaic Project #41 | Highway 40 | Daggett | CA | 92327 | San Bernardino | 34.8556 | -116.8669 | WECC | CISO | California Independent System Operator |  | 22 | RE | 1 | Electric Utility | N |  | N |  | N |  |  | X |  | Southern California Edison Co | 17609 | CA | 12
17609 | Southern California Edison Co | 57540 | Solar Photovoltaic Project #44 | 3691 Preris Ave | Perris | CA | 92571 | Riverside | 33.8392 | -117.2208 | WECC | CISO | California Independent System Operator |  | 22 | RE | 1 | Electric Utility | N |  | N |  | N |  |  | X |  | Southern California Edison Co | 17609 | CA | 12 |  |  | N
17609 | Southern California Edison Co | 57541 | Solar Photovoltaic Project #45 | 650 W Tramview Road | Palm Springs | CA | 92262 | Riverside | 33.8689 | -116.5575 | WECC | CISO | California Independent System Operator |  | 22 | RE | 1 | Electric Utility | N |  | N |  | N |  |  | X |  | Southern California Edison Co | 17609 | CA | 12
17609 | Southern California Edison Co | 57543 | Solar Photovoltaic Project #47 | 2211 E Carson Street | Carson | CA | 90810 | Los Angeles | 32.8333 | -118.2306 | WECC | CISO | California Independent System Operator |  | 22 | RE | 1 | Electric Utility | N |  | N |  | N |  |  | X |  | Southern California Edison Co | 17609 | CA | 12
17609 | Southern California Edison Co | 57544 | California State University San Bernardi | California State University Sa | San Bernardino | CA | 93106 | San Bernardino | 34.1858 | -117.3242 | WECC | CISO | California Independent System Operator |  | 22 | RE | 1 | Electric Utility | N |  | N |  | N |  |  | X |  | Southern California Edison Co | 17609 | CA | 12 |  |  | N | SOUTHERN CALIFORNIA GAS COMPANY |  |  |  |  | N
17609 | Southern California Edison Co | 57545 | SPVP #46 | S of Airport Ave Vs W of Browi | Delano | CA | 93215 | Kern | 35.7439 | -119.2294 | WECC | CISO | California Independent System Operator |  | 22 | RE | 1 | Electric Utility | N |  | N |  | N |  |  | X |  | Southern California Edison Co | 17609 | CA | 12
59155 | First Wind O&M, LLC | 57546 | Milford Wind Corridor Phase III | 2390 East First Wind Road | Milford | UT | 84751 | Beaver | 38.3969 | -113.0108 | WECC | PACE | PacifiCorp - East |  | 22 | NR | 2 | IPP Non-CHP | N |  | N |  | N |  | N | X |  | Los Angeles Department of Water & Power | 11208 | CA | 345 |  |  | N
56874 | Winona County Wind LLC | 57547 | Winona County Wind LLC | 15535 County Rd 31 | Altura | MN | 55910 | Winona | 44.1125 | -91.9247 | MRO | MISO | Midcontinent Independent Transmission System Operator, Inc.. |  | 22 | NR | 2 | IPP Non-CHP | N |  | Y | QF 12-174-000 | N |  | N | X |  | Northern States Power Co - Minnesota | 13781 | MN | 12.47 |  |  | N | [5 empty] | N | X
56865 | Caithness Shepherds Flat LLC | 57549 | South Hurlburt Wind LLC | 76287 Rhea Road | Arlington | OR | 97812 | Gilliam | 45.7063 | -120.08 | WECC | BPAT | Bonneville Power Administration |  | 22 | NR | 2 | IPP Non-CHP | N |  | N |  | Y | EG09-83-000 | N | X |  | Bonneville Power Administration | 1738 | OR | 230 |  |  | N |  | None |  |  |  | X | X
56865 | Caithness Shepherds Flat LLC | 57550 | Horseshoe Bend Wind LLC | 6889 Eight Mile Road | Arlington | OR | 97812 | Gilliam | 45.5855 | -120.0082 | WECC | BPAT | Bonneville Power Administration |  | 22 | NR | 2 | IPP Non-CHP | N |  | N |  | Y | EG09-84-000 | N | X |  | Bonneville Power Administration | 1738 | OR | 230 |  |  | N |  | None |  |  |  | X | X
56880 | Shoshone Irrigation District | 57551 | Garland Canal Power Plant | 1457 Lane 11 | Powell | WY | 82435 | Park | 44.7264 | -108.8644 | WECC | PACE | PacifiCorp - East | Garland Canal | 22 | NR | 2 | IPP Non-CHP | N |  | Y | 11-134-000 | N |  | N | X |  | WAPA-- Western Area Power Administration | 27000 | WY | 12.7 |  |  | N
56872 | Contra Costa Generating Station LLC | 57552 | Oakley Generating Station | 5950 Bridgehead Road | Oakley | CA | 94561 | Contra Costa | 38.01 | -121.7475 | WECC | CISO | California Independent System Operator | Municipality | 22 | NR | 2 | IPP Non-CHP | N |  | N |  | N |  | N | X |  | Pacific Gas & Electric Co | 14328 | CA | 230 |  |  | N |  | None |  |  | Facility is connected directly to the transmission line. | N | X
56891 | Shirley Wind LLC | 57553 | Shirley Wind | 6080 Glenmore Rd | Denmark | WI | 54208 | Brown | 44.3481 | -87.9278 | MRO | MISO | Midcontinent Independent Transmission System Operator, Inc.. |  | 22 | NR | 2 | IPP Non-CHP | N |  | N |  | N |  |  | X |  | Wisconsin Public Service Corp | 20860 | WI | 24.9 |  |  | N
56892 | Solar Star Colorado II LLC | 57554 | AFA Solar Farm | Air Force Academy | Colorado Springs | CO | 80840 | El Paso | 38.9579 | -104.8066 | WECC | WACM | Western Area Power Administration - Rocky Mountain Region |  | 22 | NR | 2 | IPP Non-CHP | N |  | Y | QF11-224-000 | N |  | N | X |  | City of Colorado Springs - (CO) | 3989 | CO | 12.47 |  |  | N
56895 | Pio Pico Energy Center LLC | 57555 | Pio Pico Energy Center | 7363 Calzada de la Fuente | Otay Mesa | CA | 92154 | San Diego | 32.5739 | -116.9178 | WECC | CISO | California Independent System Operator | Otay Water District | 22 | NR | 2 | IPP Non-CHP | N |  | N |  | N |  | N | X |  | San Diego Gas & Electric Co | 16609 | CA | 230 |  |  | N | SAN DIEGO GAS AND ELECTRIC COMPANY |  |  |  |  | N | X
19728 | UNS Electric, Inc | 57556 | La Senita | E Gordon Drive | Kingman | AZ | 86409 | Mohave | 35.2417 | -114.0046 | WECC | TEPC | Tucson Electric Power Company |  | 22 | RE | 1 | Electric Utility | N |  | N |  | N |  | N | X |  | UNS Electric, Inc | 19728 | AZ | 12.47 |  |  | N | [5 empty] | N | N
56898 | Sunnyvale City of WPCP | 57557 | Sunnyvale City of WPCP | 1444 Borregas Ave | Sunnyvale | CA | 94088 | Santa Clara | 37.4194 | -122.0153 | WECC | CISO | California Independent System Operator | Municipality & recycled water | 22 | RE | 1 | Electric Utility | N |  | N |  | N |  | N | X |  | Pacific Gas & Electric Co | 14328 | CA | 4.16 |  |  | N |  | PACIFIC GAS |  |  |  | N | X
56902 | RE SFCity1, LP | 57559 | Sunset Reservoir North Basin | 24th Ave & Ortega St | San Francisco | CA | 94121 | San Francisco | 37.7509 | -122.4818 | WECC | CISO | California Independent System Operator |  | 22 | NR | 2 | IPP Non-CHP | N |  | Y | 10-409__________________________________ | N |  | N | X |  | Pacific Gas & Electric Co | 14328 | CA | 12 |  |  | N
803 | Arizona Public Service Co | 57560 | Chino Solar Valley | 1900 E Road 4 South | Chino Valley | AZ | 86323 | Yavapai | 34.7184 | -112.429 | WECC | AZPS | Arizona Public Service Company |  | 22 | RE | 1 | Electric Utility | N |  | N |  | N |  | N | X |  | Arizona Public Service Co | 803 | AZ | 69 |  |  | N
803 | Arizona Public Service Co | 57561 | Cotton Center Solar | 45625 S Old US 80 | Gila Bend | AZ | 85337 | Maricopa | 33.0347 | -112.6617 | WECC | AZPS | Arizona Public Service Company |  | 22 | RE | 1 | Electric Utility | N |  | N |  | N |  | N | X |  | Arizona Public Service Co | 803 | AZ | 12.5 |  |  | N
803 | Arizona Public Service Co | 57562 | Paloma Solar | 46701 S Old US 80 | Gila Bend | AZ | 85337 | Maricopa | 33.0211 | -112.6614 | WECC | AZPS | Arizona Public Service Company |  | 22 | RE | 1 | Electric Utility | N |  | N |  | N |  | N | X |  | Arizona Public Service Co | 803 | AZ | 12.5 |  |  | N
803 | Arizona Public Service Co | 57563 | Hyder Solar | 75100 E County 14 1/2 St | Hyder | AZ | 85333 | Yuma | 33.0257 | -113.344 | WECC | AZPS | Arizona Public Service Company |  | 22 | RE | 1 | Electric Utility | N |  | N |  | N |  | N | X |  | Arizona Public Service Co | 803 | AZ | 12.5 |  |  | N
56905 | Algonquin Power Sanger LLC | 57564 | Algonquin Power Sanger LLC | 1125 Muscat Ave | Sanger | CA | 93657 | Fresno | 36.6842 | -119.5522 | WECC | CISO | California Independent System Operator | Municipality | 22 | NR | 3 | IPP CHP | Y | 02-97-000 | N |  | N |  | N | X |  | Pacific Gas & Electric Co | 14328 | CA | 115 |  |  | N |  | PACIFIC GAS |  |  |  | N
56904 | RP-Orlando, LLC | 57565 | RP-Orlando, LLC | 5100 S. Alafaya Trail | Orlando | FL | 32831 | Orange | 28.4889 | -81.1822 | FRCC | FPC | Progress Energy Florida |  | 22 | NR | 2 | IPP Non-CHP | N |  | N |  | N |  |  | X |  | Orlando Utilities Comm | 14610 | FL | 12.47 |  |  | N
58270 | GE Wind Energy LLC | 57566 | GE 1.7-100 Prototype | 13681 Chantico Road | Tehachapi | CA | 93561 | Kern | 35.1553 | -118.3694 | WECC | CISO | California Independent System Operator |  | 22 | NR | 2 | IPP Non-CHP | N |  | Y | 11143000 | N |  | N | X |  | Southern California Edison Co | 17609 | CA | 67 |  |  | N
59300 | PNM Resources | 57567 | Albuquerque Solar Energy Center | 4400 Paseo Del Norte | Albuquerque | NM | 87113 | Bernalillo | 35.169 | -106.6 | WECC | PNM | Public Service Company of New Mexico |  | 22 | RE | 1 | Electric Utility | N |  | N |  | N |  | N | X |  | Public Service Co of NM | 15473 | NM | 12.47 |  |  | N | [5 empty] | N | N
56909 | Record Hill Wind LLC | 57568 | Record Hill Wind | Roxbury Notch Road | Roxbury | ME | 4275 | Oxford | 44.6336 | -70.6278 | NPCC | ISNE | ISO New England Inc. |  | 22 | NR | 2 | IPP Non-CHP | N |  | N |  | N |  | N | X |  | Central Maine Power Co | 3266 | ME | 115 |  |  | N
56911 | Kalaeloa Solar One LLC | 57569 | Kalaeloa Solar One | 91-1105 Boxer Street | Kapolei | HI | 96707 | Honolulu | 21.3189 | -158.0839 | HICC |  |  |  | 22 | NR | 2 | IPP Non-CHP | N |  | N |  | Y | 10-615-000 |  | X |  | Hawaiian Electric Co Inc | 19547 | HI | 46
56912 | V.H. Cooper & Co., Inc. | 57570 | Cooper Farms VW Project | 6793 US Route 127 North | Van Wert | OH | 45891 | Van Wert | 40.9058 | -84.5703 | RFC | PJM | PJM Interconnection, LLC |  | 311 | NR | 6 | Industrial Non-CHP | N |  | N |  | N |  | N | X |  | Ohio Power Co | 14006 | OH | 12.47 |  |  | N | [5 empty] | N | X
59300 | PNM Resources | 57571 | Los Lunas Solar Energy Center | 900 PNM Lane | Los Lunas | NM | 87031 | Valencia | 34.8331 | -106.7724 | WECC | PNM | Public Service Company of New Mexico |  | 22 | RE | 1 | Electric Utility | N |  | N |  | N |  | N | X |  | Public Service Co of NM | 15473 | NM | 12.47 |  |  | N | [5 empty] | N | X
56914 | Central Contra Costa Sanitary District | 57573 | CCCSD Wastewater Treatment Plnt | 5019 Imhoff Place | Martinez | CA | 94553 | Contra Costa | 37.9978 | -122.0697 | WECC | CISO | California Independent System Operator | Municiapl waste water | 22132 | NR | 5 | Commercial CHP | N |  | N |  | N |  | N | X |  | Pacific Gas & Electric Co | 14328 | CA | 115 | 21 |  | N |  | PACIFIC GAS |  |  |  | N | X
56915 | Solar Star New Jersey IV, LLC | 57574 | ETS Ewing Solar Facility | 225 Philips Blvd | Ewing | NJ | 8618 | Mercer | 40.2818 | -74.7936 | RFC | PJM | PJM Interconnection, LLC |  | 22 | NR | 2 | IPP Non-CHP | N |  | Y | QF10-548-000 | N |  |  | X |  | Public Service Elec & Gas Co | 15477 | NJ | 26.4 |  |  | N
59300 | PNM Resources | 57575 | Deming Solar Energy Center | 65 Coyote Road SW | Deming | NM | 88030 | Luna | 32.1658 | -107.7506 | WECC | PNM | Public Service Company of New Mexico |  | 22 | RE | 1 | Electric Utility | N |  | N |  | N |  | N | X |  | Public Service Co of NM | 15473 | NM | 13.8 |  |  | N | [5 empty] | N
59300 | PNM Resources | 57576 | Las Vegas Solar Energy Center | 80 Highway 518 | Las Vegas | NM | 87701 | San Miguel | 35.6433 | -105.2067 | WECC | PNM | Public Service Company of New Mexico |  | 22 | RE | 1 | Electric Utility | N |  | N |  | N |  |  | X |  | Public Service Co of NM | 15473 | NM | 12.47 |  |  | N
59300 | PNM Resources | 57577 | Alamogordo Solar Energy Center | 21117 U. S Highway 70 | Alamogordo | NM | 88310 | Otero | 32.8657 | -105.9998 | WECC | PNM | Public Service Company of New Mexico |  | 22 | RE | 1 | Electric Utility | N |  | N |  | N |  |  | X |  | Public Service Co of NM | 15473 | NM | 12.47 |  |  | N
56916 | PaTu Wind Farm LLC | 57578 | PaTu Wind Farm LLC | 71190 N. Klondike Road | Wasco | OR | 97065 | Sherman | 45.6131 | -120.6169 | WECC | BPAT | Bonneville Power Administration |  | 22 | NR | 2 | IPP Non-CHP | N |  | Y | QF06-17-000 | N |  | N | X |  | Bonneville Power Administration | 1738 | OR | 115 |  |  | N
17573 | South San Joaquin Irr District | 57579 | Robert O Schulz Solar Farm | 5835 Dodds Road | Oakdale | CA | 95361 | Stanislaus | 37.8583 | -120.8917 | WECC | CISO | California Independent System Operator |  | 22 | RE | 1 | Electric Utility | N |  | N |  | N |  | N | X |  | Pacific Gas & Electric Co | 14328 | CA | 17 |  |  | N | [5 empty] | X | X
56917 | DST Output | 57580 | Broadridge Cogen | 5261 Robert J Matthews Pkwy | El Dorado Hills | CA | 95762 | El Dorado | 38.6183 | -121.0564 | WECC | CISO | California Independent System Operator | El Dorado Irrigation District | 22 | NR | 3 | IPP CHP | N |  | N |  | N |  | N | X |  | Pacific Gas & Electric Co | 14328 | CA | 21 |  |  | N |  | PACIFIC GAS |  |  |  | N
57249 | EPP Renewable Energy | 57581 | Allenwood | 447 Alexander Drive | Montgomery | PA | 17752 | Lycoming | 41.1511 | -76.9178 | RFC | PJM | PJM Interconnection, LLC |  | 22 | NR | 2 | IPP Non-CHP | N |  | N |  | N |  | N | X |  | PPL Electric Utilities Corp | 14715 | PA | 12.47 |  |  | N
57249 | EPP Renewable Energy | 57582 | Lycoming County | 447 Alexander Drive | Montgomery | PA | 17752 | Lycoming | 41.1511 | -76.9178 | RFC | PJM | PJM Interconnection, LLC |  | 22 | NR | 2 | IPP Non-CHP | N |  | N |  | N |  | N | X |  | PPL Electric Utilities Corp | 14715 | PA | 12.47 |  |  | N
7353 | Golden Valley Elec Assn Inc | 57583 | Battery Energy Storage System | 925 Bidwell Ave & 901 Bidwell | Fairbanks | AK | 99701 | Fairbanks North Star | 64.8167 | -147.725 | ASCC |  |  |  | 22 | RE | 1 | Electric Utility | N |  | N |  | N |  | N | X |  | Golden Valley Elec Assn Inc | 7353 | AK | 138 |  |  | Y | [5 empty] | X | X
56918 | University of California San Diego | 57584 | University of California San Diego | 9500 Gilman Drive | La Jolla | CA | 92093 | San Diego | 32.8747 | -117.2392 | WECC | CISO | California Independent System Operator | Municipality | 611 | NR | 5 | Commercial CHP | Y | QF 00-63-000 | N |  | N |  | N | X |  | San Diego Gas & Electric Co | 16609 | CA | 69 |  |  | Y | Other - See pipeline notes. |  |  |  | San Diego Gas & Electric Co. | N | N
58264 | New-Indy, Oxnard LLC | 57585 | Oxnard Paper Mill | 5936 Perkins Road | Oxnard | CA | 93033 | Ventura | 34.1414 | -119.1831 | WECC | CISO | California Independent System Operator | Municipality | 322 | NR | 7 | Industrial CHP | Y | 85161001 | N |  | N |  | N | X |  | Southern California Edison Co | 17609 | CA | 66 |  |  | N | SOUTHERN CALIFORNIA GAS COMPANY |  |  |  |  | N | N
57170 | EDF Renewable Asset Holdings, Inc. | 57586 | Shiloh III Wind Project LLC | 6523 Montezuma Hills Rd | Birds Landing | CA | 94512 | Solano | 38.1694 | -121.8469 | WECC | CISO | California Independent System Operator |  | 22 | NR | 2 | IPP Non-CHP | N |  | N |  | N |  |  | X |  | Pacific Gas & Electric Co | 14328 | CA | 230 |  |  | N
56921 | Charleston Clean Energy LLC | 57587 | The Charleston Clean Energy Facility | 741 South Park Road | Charleston | WV | 25304 | Kanawha | 38.3092 | -81.6222 | RFC | PJM | PJM Interconnection, LLC |  | 22 | NR | 2 | IPP Non-CHP | N |  | Y | QF11,109,000 | N |  |  | X |  | Appalachian Power Co | 733 | WV | 12
15477 | Public Service Elec & Gas Co | 57588 | Matrix Stults Road Solar Facility | 45 Stults Road | South Brunswick | NJ | 8876 | Middlesex | 40.3622 | -74.4797 | RFC | PJM | PJM Interconnection, LLC |  | 22 | RE | 1 | Electric Utility | N |  | N |  | N |  | N | X |  | Public Service Elec & Gas Co | 15477 | NJ | 138 |  |  | N | [5 empty] | N | N
56924 | Long Island Solar Farm LLC | 57589 | Long Island Solar Farm LLC | 295 North Street | Upton | NY | 11949 | Suffolk | 40.8611 | -72.8478 | NPCC | NYIS | New York Independent System Operator |  | 22 | NR | 2 | IPP Non-CHP | N |  | Y | QF11-247-000 | Y | EG11-81-000 |  | X |  | Long Island Power Authority | 11171 | NY | 69 |  |  | N
56925 | FPLE Wind, LLC | 57590 | Minco Wind I, LLC | 491 County Road | Minco | OK | 73059 | Grady | 35.2803 | -97.9756 | SPP | SWPP | Southwest Power Pool |  | 22 | NR | 2 | IPP Non-CHP | N |  | N |  | N |  |  | X |  | Oklahoma Gas & Electric Co | 14063 | OK | 345 | 345 | 345 | N
56926 | Hatch Solar Energy Center I, LLC | 57591 | Hatch Solar Energy Center I, LLC | 7349 Hwy. 26 | Hatch | NM | 87937 | Dona Ana | 32.63 | -107.2597 | WECC | EPE | El Paso Electric Company |  | 22 | NR | 2 | IPP Non-CHP | N |  | N |  | N |  | N | X |  | El Paso Electric Co | 5701 | NM | 23.9 |  |  | N | [5 empty] | N | X
59883 | NRG Energy Gas & Wind Holdings Inc | 57593 | Broken Bow Wind LLC | 80347 Road 444 | Broken Bow | NE | 68822 | Custer | 41.4547 | -99.5681 | SPP | SWPP | Southwest Power Pool |  | 22 | NR | 2 | IPP Non-CHP | N |  | N |  | N |  | N | X |  | Nebraska Public Power District | 13337 | NE | 115 |  |  | N
56930 | Foundation HA Energy Generation, LLC | 57594 | Teichert Materials-Teichert Vernalis | 36314 South Bird Road | San Joaquin | CA | 95304 | San Joaquin | 37.6167 | -121.3564 | WECC | CISO | California Independent System Operator |  | 22 | NR | 2 | IPP Non-CHP | N |  | Y | QF10-682-000 | N |  |  | X |  | Pacific Gas & Electric Co | 14328 | CA | 115 |  |  | N
59883 | NRG Energy Gas & Wind Holdings Inc | 57595 | Pinnacle Wind Force LLC | 2530 Green Mountain Road | Keyser | WV | 26726 | Mineral | 39.445 | -79.03 | RFC | PJM | PJM Interconnection, LLC |  | 22 | NR | 2 | IPP Non-CHP | N |  | N |  | Y | ER11-4351, EG11-120 | N | X |  | The Potomac Edison Company | 15263 | WV | 138 |  |  | N
59366 | EnLink Midstream Services, LLC | 57597 | Cana Gas Processing Plant | 260 S. Courtney Rd. | Calumet | OK | 73014 | Canadian | 35.5331 | -98.1011 | SPP | SPA | Southwestern Power Administration |  | 211 | NR | 6 | Industrial Non-CHP | N |  | N |  | N |  | N | X |  | Caddo Electric Coop, Inc | 3390 | OK | 12.5 |  |  | N |  | None |  |  |  | N | X
4180 | Connecticut Mun Elec Engy Coop | 57598 | Bridge Street 1 & 2 | 70 Bridge Street | Groton | CT | 6340 | New London | 41.3628 | -72.0825 | NPCC | ISNE | ISO New England Inc. |  | 22 | RE | 1 | Electric Utility | N |  | N |  | N |  | N | X |  | Groton Dept of Utilities - (CT) | 7716 | CT | 13.8 |  |  | N
4180 | Connecticut Mun Elec Engy Coop | 57599 | Fort Hill 1, 2, 3 & 4 | 1 Fort Hill Dr | Uncasville | CT | 6382 | New London | 41.4711 | -72.1022 | NPCC | ISNE | ISO New England Inc. |  | 22 | RE | 1 | Electric Utility | N |  | N |  | N |  | N | X |  | Mohegan Tribal Utility Authority | 49826 | CT | 34.5 |  |  | N
4180 | Connecticut Mun Elec Engy Coop | 57600 | Fishers Island 1 | 1866 Central Ave | Fisher's Island | NY | 6390 | Suffolk | 41.2686 | -72.01 | NPCC | ISNE | ISO New England Inc. |  | 22 | RE | 1 | Electric Utility | N |  | N |  | N |  | N | X |  | Fishers Island Utility Co Inc | 6369 | NY | 8.32 |  |  | N
4180 | Connecticut Mun Elec Engy Coop | 57601 | Gary Court 1 & 2 | 170 Gary Court | Groton | CT | 6340 | New London | 41.3367 | -72.02 | NPCC | ISNE | ISO New England Inc. |  | 22 | RE | 1 | Electric Utility | N |  | N |  | N |  | N | X |  | Groton Dept of Utilities - (CT) | 7716 | CT | 13.8 |  |  | N
4180 | Connecticut Mun Elec Engy Coop | 57602 | Jewett City 1 | 8 Water Street | Jewett City | CT | 6351 | New London | 41.6041 | -71.9825 | NPCC | ISNE | ISO New England Inc. |  | 22 | RE | 1 | Electric Utility | N |  | N |  | N |  | N | X |  | City of Jewett City - (CT) | 9734 | CT | 4.16 |  |  | N | [5 empty] | N
4180 | Connecticut Mun Elec Engy Coop | 57603 | LNG 1 & 2 | 10 Wisconsin Ave | Norwich | CT | 6360 | New London | 41.5694 | -72.1175 | NPCC | ISNE | ISO New England Inc. |  | 22 | RE | 1 | Electric Utility | N |  | N |  | N |  | N | X |  | City of Norwich - (CT) | 13831 | CT | 13.8 |  |  | N
4180 | Connecticut Mun Elec Engy Coop | 57604 | Lebanon Pines 1 & 2 | 37 Camp Moween Rd | Lebanon | CT | 6249 | New London | 41.5683 | -72.2322 | NPCC | ISNE | ISO New England Inc. |  | 22 | RE | 1 | Electric Utility | N |  | N |  | N |  | N | X |  | Bozrah Light & Power Company | 2089 | CT | 13.8 |  |  | N
4180 | Connecticut Mun Elec Engy Coop | 57605 | Water Treatment 1 & 2 | 1268 Poquonnock Rd | Groton | CT | 6340 | New London | 41.3469 | -72.0411 | NPCC | ISNE | ISO New England Inc. |  | 22 | RE | 1 | Electric Utility | N |  | N |  | N |  | N | X |  | Groton Dept of Utilities - (CT) | 7716 | CT | 13.8 |  |  | N
56934 | Town Of High Point | 57606 | Eastside WWTP | 5898 Riverdale Road | High Point | NC | 27260 | Guilford | 35.9428 | -79.9089 | SERC | DUK | Duke Energy Carolinas |  | 22 | RE | 1 | Electric Utility | N |  | N |  | N |  | N | X |  | Town of High Point | 8571 | NC | 12.47 |  |  | N | [5 empty] | N
56934 | Town Of High Point | 57607 | Ward WTP | 2011 Kivett Dr. | High Point | NC | 27260 | Guilford | 35.9678 | -79.9708 | SERC | DUK | Duke Energy Carolinas |  | 22 | RE | 1 | Electric Utility | N |  | N |  | N |  | N | X |  | Town of High Point | 8571 | NC | 12.47 |  |  | N | [5 empty] | N | X
56934 | Town Of High Point | 57608 | Westside WWTP | 1044 West Burton Road | Thomasville | NC | 27360 | Davidson | 35.9403 | -80.1106 | SERC | DUK | Duke Energy Carolinas |  | 22 | RE | 1 | Electric Utility | N |  | N |  | N |  | N | X |  | Town of High Point | 8571 | NC | 12.47 |  |  | N | [5 empty] | N
15399 | Avangrid Renewables LLC | 57609 | New Harvest Wind Project LLC | 2194 D Avenue | Schleswig | IA | 51461 | Crawford | 42.1597 | -95.4397 | MRO | MISO | Midcontinent Independent Transmission System Operator, Inc.. |  | 22 | NR | 2 | IPP Non-CHP | N |  | N |  | N |  |  | X |  | MidAmerican Energy Co | 12341 | IA | 161 |  |  | N
56949 | Paulding Wind Farm LLC | 57611 | Paulding Wind Farm LLC | 2143 Road 96 | Antwerp | OH | 45880 | Paulding | 41.16 | -84.7639 | RFC | PJM | PJM Interconnection, LLC |  | 22 | NR | 2 | IPP Non-CHP | N |  | N |  | N |  |  | X |  | Ohio Power Co | 14006 | OH | 69
56935 | Number Nine Wind Farm LLC | 57612 | Number Nine Wind Farm | 170 State St. | Presque Isle | ME | 4769 | Aroostook | 46.3869 | -68.0567 | NPCC | ISNE | ISO New England Inc. |  | 22 | NR | 2 | IPP Non-CHP | N |  | N |  | N |  |  | X |  | Central Maine Power Co | 3266 | ME | 345 |  |  | N
56952 | Lincoln Electric Company | 57613 | LE Wind Turbine 1 | 22800 Saint Clair Avenue | Euclid | OH | 44117 | Cuyahoga | 41.5844 | -81.5256 | RFC | PJM | PJM Interconnection, LLC |  | 333 | NR | 6 | Industrial Non-CHP | N |  | N |  | N |  | N | X |  | Cleveland Electric Illum Co | 3755 | OH | 4.16 |  |  | N | [5 empty] | X | X
56948 | Waverly Wind Farm LLC | 57614 | Waverly Wind Farm LLC | 1600 Iris Rd. | Waverly | KS | 66839 | Coffey | 38.2569 | -95.8142 | SPP | SWPP | Southwest Power Pool |  | 22 | NR | 2 | IPP Non-CHP | N |  | N |  | N |  |  | X |  | Westar Energy Inc | 22500 | KS | 68 |  |  | N
56945 | Blue Canyon Windpower VI LLC | 57616 | Blue Canyon Windpower VI LLC | 3109 State Hwy 19 | Carnegie | OK | 73015 | Caddo | 34.9104 | -98.5599 | SPP | SWPP | Southwest Power Pool |  | 22 | NR | 2 | IPP Non-CHP | N |  | N |  | Y | EG11-73 |  | X |  | Western Farmers Elec Coop, Inc | 20447 |  | 138 |  |  | N
56946 | Hidalgo Wind Farm LLC | 57617 | Hidalgo Wind Farm LLC | 41420 FM 490 | McCook | TX | 78541 | Hidalgo | 26.4656 | -98.4111 | TRE | ERCO | Electric Reliability Council of Texas, Inc. |  | 22 | NR | 2 | IPP Non-CHP | N |  | N |  | N |  |  | X |  | AEP Texas Central Company | 3278 | TX | 138 |  |  | N
56943 | Blackstone Wind Farm III LLC | 57618 | Blackstone Wind Farm III | 31095 N 1250 Ed E | Blackstone | IL | 61313 | Livingston | 41.0953 | -88.5836 | RFC | PJM | PJM Interconnection, LLC |  | 22 | NR | 2 | IPP Non-CHP | N |  | N |  | N |  |  | X |  | Commonwealth Edison Co | 4110 | IL | 345 |  |  | N
56944 | Blackstone Wind Farm IV LLC | 57619 | Blackstone Wind Farm IV | 31095 N 1250 Rd E | Blackstone | IL | 61313 | Livingston | 41.0444 | -88.57 | RFC | PJM | PJM Interconnection, LLC |  | 22 | NR | 2 | IPP Non-CHP | N |  | N |  | N |  |  | X |  | Commonwealth Edison Co | 4110 | IL | 345 |  |  | N
56936 | Paulding Wind Farm II LLC | 57620 | Paulding Wind Farm II | 108 W Townline Street | Payne | OH | 45880 | Paulding | 41.0253 | -84.7792 | RFC | PJM | PJM Interconnection, LLC |  | 22 | NR | 2 | IPP Non-CHP | N |  | N |  | Y | EG11-61 | N | X |  | Ohio Power Co | 14006 | OH | 138 |  |  | N
56937 | Rising Tree Wind Farm LLC | 57621 | Rising Tree Wind Farm | 15800 70th St West | Mojave | CA | 93501 | Kern | 35.0775 | -118.2183 | WECC | CISO | California Independent System Operator |  | 22 | NR | 2 | IPP Non-CHP | N |  | N |  | Y | EG14-53 | N | X |  | Southern California Edison Co | 17609 | CA | 230 |  |  | N
56939 | Lexington Chenoa Wind Farm II LLC | 57622 | Bright Stalk Wind Farm II | TBD | Chenoa | IL | 61726 | McLean | 40.6431 | -88.6439 | SERC |  |  |  | 22 | NR | 2 | IPP Non-CHP | N |  | N |  | N |  |  |  |  | Commonwealth Edison Co | 4110 | IL |  |  |  | N
56940 | Lexington Chenoa Wind Farm LLC | 57623 | Bright Stalk Wind Farm I | TBD | Chenoa | IL | 61726 | McLean | 40.7012 | -88.7011 | SERC |  |  |  | 22 | NR | 2 | IPP Non-CHP | N |  | N |  | N |  |  |  |  | Commonwealth Edison Co | 4110 | IL |  |  |  | N
13831 | City of Norwich - (CT) | 57624 | Norwich WWTP | 43 Fall Avenue | Norwich | CT | 6360 | New London | 41.5256 | -72.0833 | NPCC | ISNE | ISO New England Inc. |  | 22132 | RE | 4 | Commercial Non-CHP | N |  | N |  | N |  | N | X |  | City of Norwich - (CT) | 13831 | CT | 13.8 |  |  | N | [5 empty] | N | N
56953 | Bos Dairy, LLC | 57625 | Bos Dairy, LLC | 10777 West 700 North | Fair Oaks | IN | 47943 | Jasper | 41.1153 | -87.2328 | RFC | MISO | Midcontinent Independent Transmission System Operator, Inc.. |  | 112 | NR | 6 | Industrial Non-CHP | N |  | N |  | N |  | N | X |  | Jasper County Rural E M C | 9665 | IN | 12 |  |  | N
56930 | Foundation HA Energy Generation, LLC | 57626 | Foundation ST | 16900 W. Schulte Road | Tracy | CA | 95377 | San Joaquin | 37.7142 | -121.5217 | WECC | CISO | California Independent System Operator |  | 22 | NR | 2 | IPP Non-CHP | N |  | Y | QF11-341-000 | N |  |  | X |  | Pacific Gas & Electric Co | 14328 | CA | 115 |  |  | N
56941 | Meadow Lake Wind Farm V LLC | 57628 | Meadow Lake Wind Farm V LLC | 6072 S. State Rd. 43 | Chalmers | IN | 47929 | White | 40.7161 | -87.0211 | RFC | PJM | PJM Interconnection, LLC |  | 22 | NR | 2 | IPP Non-CHP | N |  | N |  | N |  |  | X |  | Indiana Michigan Power Co | 9324 | IN | 345 |  |  | N
56960 | Gastonia City of | 57629 | Gaston Memorial Hospital | 2525 Court Drive | Gastonia | NC | 28054 | Gaston | 35.2747 | -81.1383 | SERC | DUK | Duke Energy Carolinas |  | 622 | NR | 4 | Commercial Non-CHP | N |  | N |  | N |  | N | X |  | City of Gastonia - (NC) | 7027 | NC | 12.47 |  |  | N | PUBLIC SVC CO OF NORTH CAROLINA |  |  |  |  | N | N
56960 | Gastonia City of | 57630 | Long Creek Waste Water Plant | 3000 Old Spencer Mountain Rd. | Dallas | NC | 28034 | Gaston | 35.3119 | -81.1414 | SERC | DUK | Duke Energy Carolinas |  | 22132 | NR | 4 | Commercial Non-CHP | N |  | N |  | N |  | N | X |  | City of Gastonia - (NC) | 7027 | NC | 12.47 |  |  | N | [5 empty] | X | X
56962 | Wolverine Wind Energy, LLC | 57631 | Wolverine | 2325 180th St | Greenfield | IA | 50849 | Adair | 41.3931 | -94.4447 | MRO | MISO | Midcontinent Independent Transmission System Operator, Inc.. |  | 22 | NR | 2 | IPP Non-CHP | N |  | Y | QF10-17 | N |  | N | X |  | Farmers Electric Coop, Inc - (IA) | 6112 | IA | 12.47 |  |  | N | [5 empty] | N | N
56961 | Bulldog Wind Energy, LLC | 57632 | Bulldog | 2336 290th St | Orient | IA | 50858 | Adair | 41.2258 | -94.4406 | MRO | MISO | Midcontinent Independent Transmission System Operator, Inc.. |  | 22 | NR | 2 | IPP Non-CHP | N |  | Y | QF10-17 | N |  | N | X |  | Farmers Electric Coop, Inc - (IA) | 6112 | IA | 12.47 |  |  | N | [5 empty] | N | X
11208 | Los Angeles Department of Water & Power | 57635 | Linden Wind Energy Project | 49 Carpool Court | Goldendale | WA | 98620 | Klickitat | 45.7442 | -120.7836 | WECC | BPAT | Bonneville Power Administration |  | 22 | RE | 1 | Electric Utility | N |  | N |  | N |  | N | X |  | Bonneville Power Administration | 1738 | WA | 230 |  |  | N | [5 empty] | X | X
60545 | City of Auburn, New York | 57636 | Auburn LFG Energy Facility | 43 Allen Street | Auburn | NY | 13021 | Cayuga | 42.9441 | -76.5939 | NPCC | NYIS | New York Independent System Operator |  | 22 | NR | 2 | IPP Non-CHP | N |  | Y | QF,09,445,000 | N |  | N | X |  | New York State Elec & Gas Corp | 13511 | NY | 12.5 |  |  | N | AUBURN CITY OF |  |  |  |  | N | N
56855 | Performance Services | 57637 | Union City Wind Turbine | 400 Chuck DeBolt Dr. | Union City | IN | 47390 | Randolph | 40.1908 | -84.8172 | RFC | PJM | PJM Interconnection, LLC |  | 22 | NR | 2 | IPP Non-CHP | N |  | N |  | N |  | N | X |  | Indiana Michigan Power Co | 9324 | IN | 12.47 |  |  | N | [5 empty] | X | X
56855 | Performance Services | 57638 | Randolph Eastern School Wind Turbine | 1101 North Plum St. | Union City | IN | 47390 | Randolph | 40.2097 | -84.8219 | RFC | PJM | PJM Interconnection, LLC |  | 611 | NR | 4 | Commercial Non-CHP | N |  | N |  | N |  | N | X |  | Indiana Michigan Power Co | 9324 | IN | 12.47 |  |  | N | [5 empty] | X | X
56967 | Ironwood Windpower LLC | 57639 | Ironwood Wind | 12690 Eagle Rd | Spearville | KS | 67876 | Ford | 37.8183 | -99.7754 | SPP | SWPP | Southwest Power Pool |  | 22 | NR | 2 | IPP Non-CHP | N |  | N |  | N |  |  | X |  | Sunflower Electric Power Corp | 18315 |  | 345 |  |  | N
56971 | 500 Virginia Solar, LP | 57640 | 500 Virginia Solar | 500 Virginia Drive | Ft. Washington | PA | 19034 | Montgomery | 40.1392 | -75.1917 | RFC | PJM | PJM Interconnection, LLC |  | 22 | NR | 2 | IPP Non-CHP | N |  | N |  | N |  | N | X |  | PECO Energy Co | 14940 | PA | 34.5 |  |  | N | [5 empty] | N | N
56972 | Vestas Towers America, Inc | 57643 | Vestas Towers America, Inc. | 100 Towers Road | Pueblo | CO | 81004 | Pueblo | 38.1728 | -104.62 | WECC | WACM | Western Area Power Administration - Rocky Mountain Region |  | 311 | NR | 6 | Industrial Non-CHP | N |  | N |  | N |  | N | X |  | Black Hills/Colorado Elec.Util | 56146 | CO | 115 |  |  | N
59380 | Enel Green Power NA, Inc. | 57644 | Prairie Rose Wind Farm | 211 East Main Street, Suite 10 | Luverne | MN | 56156 | Rock | 43.8282 | -96.3216 | MRO | MISO | Midcontinent Independent Transmission System Operator, Inc.. |  | 22 | NR | 2 | IPP Non-CHP | N |  | N |  | N |  |  | X |  | Northern States Power Co - Minnesota | 13781 | MN | 115 |  |  | N
56974 | Denver Airport Solar, LLC | 57645 | City & County of Denver at Denver Int'l | 28600 E 114th Ave. | Denver | CO | 80249 | Denver | 39.9041 | -104.6542 | WECC | PSCO | Public Service Company of Colorado |  | 22 | NR | 2 | IPP Non-CHP | N |  | Y | QF11-336 | N |  |  | X |  | Public Service Co of Colorado | 15466 | CO | 24.9 |  |  | N | [5 empty] | N
56975 | Constellation Solar Maryland, LLC | 57646 | McCormick & Co. Inc. at Belcamp | 4607 McCormick Dr. | Belcamp | MD | 21017 | Harford | 39.4836 | -76.2292 | RFC | PJM | PJM Interconnection, LLC |  | 22 | NR | 2 | IPP Non-CHP | N |  | Y | QF11-268 | N |  |  | X |  | Baltimore Gas & Electric Co | 1167 | MD | 0.5 |  |  | N | [5 empty] | N
56976 | Constellation Solar New Jersey II, LLC | 57647 | Toys R Us- DE, Inc. at Mt. Olive, NJ | 703 Bartley-Chester Road | Mt. Olive | NJ | 7828 | Morris | 40.8189 | -74.7186 | RFC | PJM | PJM Interconnection, LLC |  | 22 | NR | 2 | IPP Non-CHP | N |  | N |  | N |  |  | X |  | Jersey Central Power & Lt Co | 9726 | NJ | 12.47 |  |  | N | [5 empty] | N
56977 | Zotos International | 57648 | Zotos International WPGF | 300 Forge Avenue | Geneva | NY | 14456 | Ontario | 42.8869 | -76.9683 | NPCC | NYIS | New York Independent System Operator |  | 339 | NR | 6 | Industrial Non-CHP | N |  | N |  | N |  | N | X |  | New York State Elec & Gas Corp | 13511 | NY | 12.5 |  |  | N | [5 empty] | N
15399 | Avangrid Renewables LLC | 57649 | Elm Creek Wind II LLC | 231 220th Street | Trimont | MN | 56176 | Martin | 43.6848 | -94.8799 | MRO | MISO | Midcontinent Independent Transmission System Operator, Inc.. |  | 22 | NR | 2 | IPP Non-CHP | N |  | N |  | N |  |  | X |  | Pennsylvania Power Co | 14716 | PA | 345 |  |  | N
56980 | Regulus Solar, LLC | 57650 | Regulus Solar Project | Intersection of East Panama La | Bakersfield | CA | 93307 | Kern | 35.3 | -118.8519 | WECC | CISO | California Independent System Operator |  | 22 | NR | 2 | IPP Non-CHP | N |  | N |  | N |  | N | X |  | Pacific Gas & Electric Co | 14328 | CA | 115 |  |  | N
17650 | Southern Power Co | 57651 | FRV Cygnus Solar Project | Crider Road west of SR99 | Bakersfield | CA | 93313 | Kern | 35.1028 | -118.9544 | WECC | CISO | California Independent System Operator |  | 22 | NR | 2 | IPP Non-CHP | N |  | Y | QF14-402-001 | N |  | N | X |  | Pacific Gas & Electric Co | 14328 | CA | 115 |  |  | N | [5 empty] | X | X
57170 | EDF Renewable Asset Holdings, Inc. | 57652 | Yamhill Solar LLC | Not Yet Available | Amity | OR | 97101 | Yamhill | 45.1089 | -123.2786 | WECC | PGE | Portland General Electric Company |  | 22 | NR | 2 | IPP Non-CHP | N |  | N |  | N |  |  | X |  | Portland General Electric Co | 15248 | OR | 12.5 |  |  | N
56968 | Oregon State University | 57653 | Oregon State University Energy Center | 3452 SW Jefferson Way | Corvallis | OR | 97331 | Benton | 44.5643 | -123.2891 | WECC | BPAT | Bonneville Power Administration | Municipality | 611 | NR | 5 | Commercial CHP | Y | QF10-431-000 | N |  | N |  | N | X |  | PacifiCorp | 14354 | OR | 20.8 |  |  | N | NORTHWEST NATURAL GAS CO |  |  |  |  | N | N
56981 | Town of Falmouth | 57654 | Town of Falmouth WWTP | Blacksmith Shop Rd | Falmouth | MA | 2540 | Barnstable | 41.6067 | -70.6206 | NPCC | ISNE | ISO New England Inc. |  | 22132 | NR | 4 | Commercial Non-CHP | N |  | N |  | N |  | N | X |  | NSTAR Electric Company | 54913 | MA | 23 |  |  | N | [5 empty] | N | X
56982 | Kern Community College District | 57655 | Bakersfield College Solar 01 | 1801 Panorama Drive | Bakersfield | CA | 93301 | Kern | 35.4118 | -118.9686 | WECC | CISO | California Independent System Operator |  | 611 | NR | 4 | Commercial Non-CHP | N |  | N |  | N |  | N | X |  | Pacific Gas & Electric Co | 14328 | CA | 12 |  |  | N | [5 empty] | N | N
56984 | Temescal Canyon RV, LLC | 57656 | Temescal Canyon RV, LLC | 20242 Temescal Canyon Rd | Corona | CA | 92881 | Riverside | 33.8264 | -117.5117 | WECC | CISO | California Independent System Operator |  | 22 | NR | 2 | IPP Non-CHP | N |  | Y | QF11-248-000 | N |  | N | X |  | Southern California Edison Co | 17609 | CA | 0.48 |  |  | N | [5 empty] | X | X
59398 | NRG Solar Avra Valley | 57657 | Avra Valley Solar | 9602 N. Garvey Road | Marana | AZ | 85653 | Pima | 32.3717 | -111.2828 | WECC | TEPC | Tucson Electric Power Company |  | 22 | NR | 2 | IPP Non-CHP | N |  | N |  | N |  |  | X |  | Tucson Electric Power Co | 24211 | AZ | 48
56987 | RRE Austin Solar LLC | 57659 | Pflugerville Solar Farm | 17414 Manda Carlson Rd | Manor | TX | 78653 | Travis | 30.4214 | -97.4614 | MRO | ERCO | Electric Reliability Council of Texas, Inc. |  | 22 | NR | 2 | IPP Non-CHP | N |  | N |  | N |  |  | X |  | Lower Colorado River Authority | 11269 |  | 138 |  |  | N | [5 empty] | X | X
56990 | NJR Clean Energy Ventures Corporation | 57660 | Vineland Mays Landing Solar | 3042 Mays Landing Road | Millville | NJ | 8332 | Cumberland | 39.4175 | -74.9739 | RFC | PJM | PJM Interconnection, LLC |  | 22 | NR | 2 | IPP Non-CHP | N |  | N |  | N |  | N | X |  | City of Vineland - (NJ) | 19856 | NJ | 12.47 |  |  | N | [5 empty] | N | X
56990 | NJR Clean Energy Ventures Corporation | 57661 | Manalapan Village Solar | 162 Highway 33 and Millhurst R | Manalapan | NJ | 7726 | Monmouth | 40.2567 | -74.3497 | RFC | PJM | PJM Interconnection, LLC |  | 22 | NR | 2 | IPP Non-CHP | N |  | N |  | N |  | N | X |  | Jersey Central Power & Lt Co | 9726 | NJ | 12.47 |  |  | N | [5 empty] | N | X
56990 | NJR Clean Energy Ventures Corporation | 57662 | McGraw Hill Solar | 159 Princeton Hightstown Road | East Windsor Township | NJ | 8520 | Mercer | 40.2797 | -74.5564 | RFC | PJM | PJM Interconnection, LLC |  | 22 | NR | 2 | IPP Non-CHP | N |  | N |  | N |  | N | X |  | Jersey Central Power & Lt Co | 9726 | NJ | 34.5 |  |  | N | [5 empty] | N | X
56988 | Cimarron Windpower II, LLC | 57663 | Cimarron Windpower II | 8502 State Highway 23 | Cimarron | KS | 20069 | Gray | 37.9013 | -100.372 | SPP | SWPP | Southwest Power Pool |  | 22 | NR | 2 | IPP Non-CHP | N |  | N |  | N |  |  | X |  | Sunflower Electric Power Corp | 18315 |  | 345 |  |  | N
56991 | Astoria Energy II LLC | 57664 | Astoria Energy II | 17-10 Steinway Street | Astoria | NY | 11105 | Queens | 40.7813 | -73.8966 | NPCC | NYIS | New York Independent System Operator | N/A Airr Cooled | 22 | NR | 2 | IPP Non-CHP | N |  | N |  | Y | 01-335-000 | N | X |  | Consolidated Edison Co-NY Inc | 4226 | NY | 345 |  |  | N | CONSOLIDATED EDISON NEW YORK INC |  |  |  |  | N | N
56989 | SAF Hydroelectric LLC | 57665 | SAF Hydroelectric LLC | 1815 West River Parkway | Minneapolis | MN | 55454 | Hennepin | 44.9789 | -93.2478 | MRO | MISO | Midcontinent Independent Transmission System Operator, Inc.. | Mississippi River | 22 | NR | 2 | IPP Non-CHP | N |  | N |  | Y | EG06-51-001 | N | X |  | Northern States Power Co - Minnesota | 13781 | MN | 13.8 |  |  | N | [5 empty] | N | N
56992 | Foxwoods Resort Casino | 57666 | Foxwoods CoGen | 350 Trolley Line Boulevard | Mashantucket | CT | 6338 | New London | 41.4731 | -71.9606 | NPCC | ISNE | ISO New England Inc. | MPTN Utilities | 713 | NR | 5 | Commercial CHP | N |  | N |  | N |  | N | X |  | Connecticut Light & Power Co | 4176 | CT | 23 |  |  | N |  | Algonquin Gas Transmission Company |  |  |  | N
56993 | SBS Energy Partners LLC | 57667 | Seabrook Solar Plant | 85 Finley Road | Seabrook | NJ | 8302 | Cumberland | 39.485 | -75.215 | RFC | PJM | PJM Interconnection, LLC |  | 22 | NR | 2 | IPP Non-CHP | N |  | N |  | N |  | N | X |  | Atlantic City Electric Co | 963 | NJ | 12.47 | 12.47 | 12.47 | N | [5 empty] | X | X
56994 | Carlisle Area School District | 57668 | CASD Solar | 623 West Penn Street | Carlisle | PA | 17013 | Cumberland | 40.2142 | -77.2061 | RFC | PJM | PJM Interconnection, LLC |  | 611 | NR | 4 | Commercial Non-CHP | N |  | N |  | N |  |  | X |  | PPL Electric Utilities Corp | 14715 | PA | 12.5 |  |  | N
56995 | Sacramento PV Energy, LLC | 57669 | SMUD at Grundman | 10645 Bruceville Road | Elk Grove | CA | 95757 | Sacramento | 38.3647 | -121.4128 | WECC | BANC | Balancing Authority of Northern California |  | 22 | NR | 2 | IPP Non-CHP | N |  | Y | QF11-330 | N |  |  | X |  | Sacramento Municipal Util Dist | 16534 | CA | 12.47 |  |  | N | [5 empty] | N
56995 | Sacramento PV Energy, LLC | 57670 | SMUD at Van Conett | 10930 Boessow Road | Galt | CA | 95632 | Sacramento | 38.2531 | -121.2789 | WECC | BANC | Balancing Authority of Northern California |  | 22 | NR | 2 | IPP Non-CHP | N |  | Y | QF11-332 | N |  |  | X |  | Sacramento Municipal Util Dist | 16534 | CA | 12.47 |  |  | N | [5 empty] | N
56995 | Sacramento PV Energy, LLC | 57671 | SMUD at Fleshman | 9690 Kost Road | Galt | CA | 95632 | Sacramento | 38.2378 | -121.3375 | WECC | BANC | Balancing Authority of Northern California |  | 22 | NR | 2 | IPP Non-CHP | N |  | Y | QF11-329 | N |  |  | X |  | Sacramento Municipal Util Dist | 16534 | CA | 12.47 |  |  | N | [5 empty] | N
19539 | University of Iowa | 57672 | Oakdale Renewable Energy Plant | 2320 Cross Park Road | Coralville | IA | 52242 | Johnson | 41.7053 | -91.6033 | MRO | MISO | Midcontinent Independent Transmission System Operator, Inc.. |  | 611 | NR | 4 | Commercial Non-CHP | N |  | Y | QF09-394 | N |  | N | X |  | Interstate Power and Light Co | 9417 | IA | 69 |  |  | N | MIDAMERICAN ENERGY COMPANY |  |  |  |  | N | X
56998 | Macys Corporate Services, Inc | 57673 | Macys Goodyear | 16575 W. Commerce Dr. | Goodyear | AZ | 85338 | Maricopa | 33.4091 | -112.4146 | WECC | AZPS | Arizona Public Service Company |  | 22 | NR | 2 | IPP Non-CHP | N |  | N |  | N |  | N | X |  | Arizona Public Service Co | 803 | AZ | 0.48 |  |  | N | [5 empty] | N | X
56999 | Western Massachusetts Electric Company | 57674 | Indian Orchard PV Facility | 225 Goodwin Street | Springfield | MA | 1151 | Hampden | 42.1514 | -72.4989 | NPCC | ISNE | ISO New England Inc. |  | 22 | RE | 1 | Electric Utility | N |  | N |  | N |  | N | X |  | Western Massachusetts Electric Company | 20455 | MA | 13.8 |  |  | N | [5 empty] | N | X
56215 | E ON Climate Renewables N America LLC | 57675 | Pioneer Trail Wind Farm, LLC | 402 N 2300 East Road | Paxton | IL | 60957 | Iroquois | 40.4641 | -88.0215 | SERC | MISO | Midcontinent Independent Transmission System Operator, Inc.. |  | 22 | NR | 2 | IPP Non-CHP | N |  | N |  | Y | 11-132-000 | N | X |  | Ameren Illinois Company | 56697 | IL | 138 |  |  | N | [5 empty] | N | X
56999 | Western Massachusetts Electric Company | 57676 | Silver Lake Solar Photovoltaic Facility | 75 Silver Lake Boulevard | Pittsfield | MA | 1201 | Berkshire | 42.4525 | -73.2403 | NPCC | ISNE | ISO New England Inc. |  | 22 | RE | 1 | Electric Utility | N |  | N |  | N |  | N | X |  | Western Massachusetts Electric Company | 20455 | MA | 23 |  |  | N | [5 empty] | N | X
57001 | Murphy Farm Power, LLC | 57677 | Murphy Farm Power, LLC | 160 Old Forge Road | Culberson | NC | 28903 | Cherokee | 34.9992 | -84.1573 | SERC | DUK | Duke Energy Carolinas |  | 22 | NR | 2 | IPP Non-CHP | N |  | N |  | N |  |  | X |  | Blue Ridge Elec Member Corp - (NC) | 1889 | NC | 14.4 |  |  | N
56545 | Pattern Operators LP | 57678 | Post Rock Wind Power Project, LLC | 307 11th Road | Ellsworth | KS | 67439 | Ellsworth | 38.8417 | -98.2994 | SPP | SWPP | Southwest Power Pool |  | 22 | NR | 2 | IPP Non-CHP | N |  | N |  | N |  | N | X |  | Midwest Energy Inc | 12524 | KS | 230 |  |  | N | [5 empty] | X | X
57003 | Arlington Valley Solar Energy LLC | 57679 | Arlington Valley Solar Energy I | South of Elliot Road and west | Arlington | AZ | 85326 | Maricopa | 33.3217 | -112.8806 | WECC | AZPS | Arizona Public Service Company |  | 22 | NR | 2 | IPP Non-CHP | N |  | N |  | N |  | N | X |  | Salt River Project | 16572 | AZ | 500
57004 | Arlington Valley Solar Energy II LLC | 57680 | Arlington Valley Solar Energy II | South of Elliot Road and west | Arlington | AZ | 85326 | Maricopa | 33.305 | -112.8339 | WECC | AZPS | Arizona Public Service Company |  | 22 | NR | 2 | IPP Non-CHP | N |  | N |  | N |  | N | X |  | Salt River Project | 16572 | AZ | 500 |  |  | N
57005 | SunE NLB-2, LLC | 57681 | City of Boulder WWTP | 4049 75th Street | Boulder | CO | 80301 | Boulder | 40.048 | -105.1803 | WECC | PSCO | Public Service Company of Colorado |  | 22 | NR | 2 | IPP Non-CHP | N |  | Y | EL09-31-001 | N |  | N | X |  | Public Service Co of Colorado | 15466 | CO | 13.2 |  |  | N
57006 | SunE GIL1, LLC | 57682 | City of Madera WWTP | 13048 Road 21 1/2 | Madera | CA | 93637 | Madera | 36.9408 | -120.1572 | WECC | CISO | California Independent System Operator |  | 22 | NR | 2 | IPP Non-CHP | N |  | Y | EL09-31-001 | N |  | N | X |  | Pacific Gas & Electric Co | 14328 | CA | 0.48 |  |  | N
57007 | SunE WF3-ST Holdings, LLC | 57683 | Staples La Mirada, CA | 16501 Trojan Way | La Mirada | CA | 90638 | Los Angeles | 33.8817 | -118.0175 | WECC | CISO | California Independent System Operator |  | 22 | NR | 2 | IPP Non-CHP | N |  | Y | EL09-31-001 | N |  | N | X |  | Southern California Edison Co | 17609 | CA | 0.48 |  |  | N
13407 | Nevada Power Co | 57684 | Goodsprings Waste Heat Recovery | 14551 HWY 161 | Jean | NV | 89019 | Clark | 35.8094 | -115.4114 | WECC | NEVP | Nevada Power Company | None | 22 | RE | 1 | Electric Utility | N |  | N |  | N |  |  | X |  | Nevada Power Co | 13407 | NV | 12.47 |  |  | N |  | KERN RIVER GAS TRANSMISSION CO
59184 | Humphrey Realty | 57685 | Rinehart | 400 Rinehart Road | Lake Mary | FL | 32746 | Seminole | 28.7706 | -81.3533 | FRCC | FPC | Progress Energy Florida |  | 22 | NR | 2 | IPP Non-CHP | N |  | Y | 11-339-000 | Y | 11-57-000 | N | X |  | Duke Energy Florida, Inc | 6455 | FL | 12.4 |  |  | N | [5 empty] | X | X
57011 | CS Murphy Point, LLC | 57687 | CS Murphy Point, LLC | 70 Wingate Road | Murphy | NC | 28906 | Cherokee | 34.9895 | -84.1662 | SERC | DUK | Duke Energy Carolinas |  | 22 | NR | 2 | IPP Non-CHP | N |  | N |  | N |  |  | X |  | Blue Ridge Elec Member Corp - (NC) | 1889 | NC | 14.4 |  |  | N
57015 | Third Taxing District of Norwalk | 57689 | Norden 1-3 | 10 Norden Place | Norwalk | CT | 6855 | Fairfield | 41.1117 | -73.3928 | NPCC | ISNE | ISO New England Inc. |  | 22 | RE | 1 | Electric Utility | N |  | N |  | N |  | N | X |  | Connecticut Light & Power Co | 4176 | CT | 27.6 |  |  | N
57018 | Turnbull Hydro LLC | 57690 | Turnbull Hydro | 51 4th Lane SW | Fairfield | MT | 59436 | Teton | 47.6053 | -112.0969 | WECC | NWMT | NorthWestern Energy (NWMT) | Spring Valley Canal | 22 | NR | 2 | IPP Non-CHP | N |  | Y | 08-725-000______________________ | N |  |  | X |  | NorthWestern Energy LLC - (MT) | 12825 | MT | 69 |  |  | N
57017 | DOE National Renewable Energy Laboratory | 57692 | DOE Golden NWTC Load Side | 18200 Highway 28 | Golden | CO | 80403 | Jefferson | 39.909 | -105.2318 | WECC | PSCO | Public Service Company of Colorado |  | 541 | NR | 4 | Commercial Non-CHP | N |  | N |  | N |  | N | X |  | Public Service Co of Colorado | 15466 | CO | 13.2 |  |  | N | [5 empty] | N | X
57017 | DOE National Renewable Energy Laboratory | 57693 | DOE Golden NWTC Turbine Side | 18200 Highway 128 | Golden | CO | 80403 | Jefferson | 39.9139 | -105.2153 | WECC | PSCO | Public Service Company of Colorado |  | 541 | NR | 4 | Commercial Non-CHP | N |  | N |  | N |  | N | X |  | Public Service Co of Colorado | 15466 | CO | 13.2 |  |  | N | [5 empty] | N | X
57017 | DOE National Renewable Energy Laboratory | 57694 | DOE Golden NREL Main Campus | 15013 Denver West Blvd. | Golden | CO | 80401 | Jefferson | 39.7409 | -105.171 | WECC | PSCO | Public Service Company of Colorado |  | 541 | NR | 4 | Commercial Non-CHP | N |  | N |  | N |  | N | X |  | Public Service Co of Colorado | 15466 | CO | 13.2 |  |  | N | [5 empty] | N | X
59874 | Topaz Solar Farms LLC | 57695 | Topaz Solar Farm | 10400 Helios Way | Santa Margarita | CA | 93453 | San Luis Obispo | 35.4056 | -120.0686 | WECC | CISO | California Independent System Operator |  | 22 | NR | 2 | IPP Non-CHP | N |  | N |  | N |  | N | X |  | Pacific Gas & Electric Co | 14328 | CA | 230 |  |  | N | [5 empty] | X | X
5571 | East Bay Municipal Util Dist | 57696 | Power Generation Station (PGS) 2 | 2020 Wake Ave. | Oakland | CA | 94607 | Alameda | 37.8258 | -122.2961 | WECC | CISO | California Independent System Operator | Wastewater | 22132 | RE | 5 | Commercial CHP | N |  | Y | QF11-412 | N |  | N | X |  | Pacific Gas & Electric Co | 14328 | CA | 12.5 |  |  | N | [5 empty] | N | X
57022 | Solar Power Inc. | 57697 | Aerojet I | Aerojet Rd & White Rock Rd | Rancho Cordova | CA | 95670 | Sacramento | 38.6135 | -121.1629 | WECC | CISO | California Independent System Operator |  | 22 | NR | 2 | IPP Non-CHP | N |  | N |  | N |  |  | X |  | Southern California Edison Co | 17609 | CA | 12.47 |  |  | N
57022 | Solar Power Inc. | 57698 | Aerojet II | Aerojet Rd & White Rock Rd | Rancho Cordova | CA | 95670 | Sacramento | 38.6086 | -121.1703 | WECC | CISO | California Independent System Operator |  | 22 | NR | 2 | IPP Non-CHP | N |  | N |  | N |  |  | X |  | Southern California Edison Co | 17609 | CA | 12.47 |  |  | N
57021 | FRV AE Solar LLC | 57699 | Webberville Solar Project | 18580 FM 969 | Manor | TX | 78653 | Travis | 30.2385 | -97.5088 | TRE | ERCO | Electric Reliability Council of Texas, Inc. |  | 22 | NR | 2 | IPP Non-CHP | N |  | N |  | N |  | N | X |  | Austin Energy | 1015 | TX | 138 |  |  | N | [5 empty] | N | X
57024 | Vasco Winds, LLC | 57700 | Vasco Winds | 435 Mountain Vista Parkway | Livermore | CA | 94551 | Contra Costa | 37.7908 | -121.7181 | WECC | CISO | California Independent System Operator |  | 22 | NR | 2 | IPP Non-CHP | N |  | N |  | N |  | N | X |  | Pacific Gas & Electric Co | 14328 | CA | 230 |  |  | N | [5 empty] | X | X
57026 | NextEra Energy Montezuma Wind II, LLC | 57701 | Montezuma Wind II | 6700 Birds Landing Road | Birds Landing | CA | 94512 | Solano | 38.1167 | -121.8219 | WECC | CISO | California Independent System Operator |  | 22 | NR | 2 | IPP Non-CHP | N |  | N |  | N |  | N | X |  | Pacific Gas & Electric Co | 14328 | CA | 230 |  |  | N | [5 empty] | N | X
57027 | Signal Hill Petroleum, Inc | 57702 | Signal Hill West Unit | 1215 E. 29th St. | Signal Hill | CA | 90755 | Los Angeles | 33.8112 | -118.1756 | WECC | CISO | California Independent System Operator |  | 211 | NR | 6 | Industrial Non-CHP | N |  | N |  | N |  | N | X |  | Southern California Edison Co | 17609 | CA | 12 |  |  | N | SOUTHERN CALIFORNIA GAS COMPANY |  |  |  |  | N | X
56771 | Black Hills Service Company LLC | 57703 | Cheyenne Prairie Generating Station | 6711 HR Ranch Road | Cheyenne | WY | 82007 | Laramie | 41.1236 | -104.72 | WECC | WACM | Western Area Power Administration - Rocky Mountain Region | City of Cheyenne WY | 22 | RE | 1 | Electric Utility | N |  | N |  | N |  | N | X |  | Cheyenne Light Fuel & Power Co | 3461 | WY | 115 |  |  | N |  | Other - Please explain in pipeline notes below. |  |  | Cheyenne Prairie Generating Station Pipeline is owned & operated by Cheyenne Light, Fuel & Power d/b/a/ Black Hills Energy. | N | N
57028 | West Butte Wind Power LLC | 57704 | West Butte Wind Power Project | Northeast of the intersection | Prineville | OR | 97754 | Crook | 43.9642 | -120.8122 | WECC | BPAT | Bonneville Power Administration |  | 22 | NR | 2 | IPP Non-CHP | N |  | N |  | N |  |  | X |  | Bonneville Power Administration | 1738 | OR | 115
57029 | Blue Water Renewables Inc | 57706 | Blue Water Renewables Inc | 6797 Smiths Creek Road | Kimball Township | MI | 48074 | St Clair | 42.9158 | -82.5945 | RFC | MISO | Midcontinent Independent Transmission System Operator, Inc.. | n/a | 22 | NR | 2 | IPP Non-CHP | N |  | Y | QF11-145 | N |  | N | X |  | DTE Electric Company | 5109 | MI | 41.56 |  |  | N | [5 empty] | N | X
57030 | Mesquite Solar 1, LLC | 57707 | Mesquite Solar 1 | 39903 W. Elliot Road | Tonopah | AZ | 85354 | Maricopa | 33.3418 | -112.904 | WECC | SRP | Salt River Project |  | 22 | NR | 2 | IPP Non-CHP | N |  | N |  | Y | 11-116 |  | X |  | Salt River Project | 16572 | AZ | 500 |  |  | N
57170 | EDF Renewable Asset Holdings, Inc. | 57708 | Catalina Solar LLC | 1232 Catalina rd | Rosamond | CA | 93560 | Kern | 34.9383 | -118.3345 | WECC | CISO | California Independent System Operator |  | 22 | NR | 2 | IPP Non-CHP | N |  | N |  | N |  |  | X |  | Southern California Edison Co | 17609 | CA | 220 |  |  | N
57031 | Beacon Power LLC | 57710 | Stephentown Spindle | 99 Grange Hall Road | Stephentown | NY | 12168 | Rensselaer | 42.5565 | -73.3775 | NPCC | NYIS | New York Independent System Operator |  | 22 | NR | 2 | IPP Non-CHP | N |  | N |  | Y | EG12-35 | N | X |  | New York State Elec & Gas Corp | 13511 | NY | 115 |  |  | Y | [5 empty] | X | X
57031 | Beacon Power LLC | 57711 | Beacon Power Flywheel System 1 | 65 Middlesex Rd | Tyngsboro | MA | 1879 | Middlesex | 42.6617 | -71.405 | NPCC | ISNE | ISO New England Inc. |  | 22 | NR | 2 | IPP Non-CHP | N |  | N |  | N |  |  | X |  | Massachusetts Electric Co | 11804 | MA | 13.2
57031 | Beacon Power LLC | 57712 | Beacon Power Flywheel System 2 | 65 Middlesex Rd | Tyngsboro | MA | 1879 | Middlesex | 42.6617 | -71.405 | NPCC | ISNE | ISO New England Inc. |  | 22 | NR | 2 | IPP Non-CHP | N |  | N |  | N |  |  | X |  | Massachusetts Electric Co | 11804 | MA | 22.9
57032 | UTAS Aerostructures | 57713 | Rohr Inc, a UTC Aerospace Systems Company | 833 G Street | Chula Vista | CA | 91910 | San Diego | 32.6325 | -117.0997 | WECC | CISO | California Independent System Operator | Municipality | 336 | NR | 7 | Industrial CHP | Y | 15-035-000 | N |  | N |  | N | X |  | San Diego Gas & Electric Co | 16609 | CA | 12 |  |  | N | SAN DIEGO GAS AND ELECTRIC COMPANY |  |  |  |  | N | X
57033 | City of Palo Alto | 57714 | City of Palo Alto | 3201 East Bayshore Road | Palo Alta | CA | 94303 | Santa Clara | 37.4383 | -122.1094 | WECC | CISO | California Independent System Operator | Municipality | 22 | RE | 1 | Electric Utility | N |  | N |  | N |  | N | X |  | City of Palo Alto - (CA) | 14401 | CA | 12 |  |  | N | PALO ALTO CITY OF |  |  |  |  | N | X
57034 | Watkins Manufacturing Corporation | 57715 | Watkins Manufacturing Co. | 1280 Park Center Dr | San Diego | CA | 92081 | San Diego | 33.1438 | -117.2369 | SPP | CISO | California Independent System Operator |  | 339 | NR | 6 | Industrial Non-CHP | N |  | N |  | N |  | N | X |  | San Diego Gas & Electric Co | 16609 | CA | 50 |  |  | N | SAN DIEGO GAS AND ELECTRIC COMPANY |  |  |  |  | N
57031 | Beacon Power LLC | 57716 | Hazle Spindle | Site 30A Humboldt Industrial P | Hazel Towhship | PA | 18202 | Luzerne | 40.9495 | -76.0474 | RFC | PJM | PJM Interconnection, LLC |  | 22 | NR | 2 | IPP Non-CHP | N |  | N |  | Y | EG13-44 | N | X |  | PPL Electric Utilities Corp | 14715 | PA | 69 |  |  | Y | [5 empty] | X | X
24211 | Tucson Electric Power Co | 57717 | UASTP II | 9070 S. Rita Rd. | Tucson | AZ | 85747 | Pima | 32.097 | -110.8106 | WECC | TEPC | Tucson Electric Power Company |  | 22 | RE | 1 | Electric Utility | N |  | N |  | N |  | N | X |  | Tucson Electric Power Co | 24211 | AZ | 13.8 |  |  | Y | [5 empty] | N | N
11806 | Massachusetts Mun Wholes Electric Co | 57721 | Berkshire Wind Power Project | 108 Brodie Mountain Rd | Lanesboro | MA | 1224 | Berkshire | 42.5867 | -73.275 | NPCC | ISNE | ISO New England Inc. |  | 22 | RE | 1 | Electric Utility | N |  | N |  | N |  | N | X |  | Western Massachusetts Electric Company | 20455 | MA | 23 |  |  | N | COLUMBIA GAS OF MASSACHUSETTS |  |  |  |  | X | X
57022 | Solar Power Inc. | 57722 | North Palm Springs 4A | 19th Ave and Karen Rd | Palm Springs | CA | 92240 | Riverside | 33.9097 | -116.5625 | WECC | CISO | California Independent System Operator |  | 22 | NR | 2 | IPP Non-CHP | N |  | Y | QF11-478-000 | N |  |  | X |  | Southern California Edison Co | 17609 | CA | 34.5 |  |  | N
56976 | Constellation Solar New Jersey II, LLC | 57723 | Johnson Matthey, Inc. Solar | 240 Mantua Grove Road | Paulsboro | NJ | 8066 | Gloucester | 39.8253 | -75.2197 | RFC | PJM | PJM Interconnection, LLC |  | 22 | NR | 2 | IPP Non-CHP | N |  | Y | QF11-267 | N |  |  | X |  | Public Service Elec & Gas Co | 15477 | NJ | 13.2 |  |  | N | [5 empty] | N
15477 | Public Service Elec & Gas Co | 57724 | NJMC Landfill | 932 Bellville Turnpike NJMC 1A | Kearny | NJ | 7032 | Hudson | 40.7508 | -74.11 | RFC | PJM | PJM Interconnection, LLC |  | 22 | RE | 1 | Electric Utility | N |  | N |  | N |  | N | X |  | Public Service Elec & Gas Co | 15477 | NJ | 138 |  |  | N | [5 empty] | N | N
57170 | EDF Renewable Asset Holdings, Inc. | 57725 | Shiloh IV Wind Project LLC | 6523 Montezuma Hills Rd | Birds Landing | CA | 94512 | Solano | 38.1375 | -121.8553 | WECC | CISO | California Independent System Operator |  | 22 | NR | 2 | IPP Non-CHP | N |  | N |  | N |  |  | X |  | Pacific Gas & Electric Co | 14328 | CA | 230 |  |  | N
15477 | Public Service Elec & Gas Co | 57726 | Summit Associates | 45 Fernwood Ave. & 110 Fieldcr | Edison | NJ | 8818 | Middlesex | 40.5003 | -74.3536 | RFC | PJM | PJM Interconnection, LLC |  | 22 | RE | 1 | Electric Utility | N |  | N |  | N |  | N | X |  | Public Service Elec & Gas Co | 15477 | NJ | 138 |  |  | N | [5 empty] | N | N
15477 | Public Service Elec & Gas Co | 57727 | BlackRock-Matrix | 140 Docks Corner Rd. | South Brunswick | NJ | 8810 | Middlesex | 40.3622 | -74.4797 | RFC | PJM | PJM Interconnection, LLC |  | 22 | RE | 1 | Electric Utility | N |  | N |  | N |  | N | X |  | Public Service Elec & Gas Co | 15477 | NJ | 138 |  |  | N | [5 empty] | N | N
15477 | Public Service Elec & Gas Co | 57728 | Mill Creek Solar | 600 Irick Road | Burlington | NJ | 8016 | Burlington | 40.0314 | -74.8247 | RFC | PJM | PJM Interconnection, LLC |  | 22 | RE | 1 | Electric Utility | N |  | N |  | N |  | N | X |  | Public Service Elec & Gas Co | 15477 | NJ | 230 |  |  | N | [5 empty] | N | N
27075 | San Diego County Water Auth | 57729 | Lake Hodges Hydroelectric Facility | 18963 Lake Drive | Escondido | CA | 92029 | San Diego | 33.0586 | -117.1194 | WECC | CISO | California Independent System Operator | Lake Hodges | 22 | RE | 1 | Electric Utility | N |  | N |  | Y | 62236 | N | X |  | San Diego Gas & Electric Co | 16609 | CA | 69 |  |  | Y
11208 | Los Angeles Department of Water & Power | 57730 | Lopez Canyon | 11950 Lopez Canyon Rd | Los Angeles | CA | 91342 | Los Angeles | 34.2926 | -118.3898 | WECC | LDWP | Los Angeles Department of Water and Power |  | 22 | NR | 2 | IPP Non-CHP | N |  | N |  | N |  |  | X |  | Los Angeles Department of Water & Power | 11208 | CA | 34.5 |  |  | N
57046 | University of Minnestoa Morris Campus | 57732 | UMM Wind Turbine | .608 County Highway 10 | Morris | MN | 56267 | Stevens | 45.5897 | -95.877 | MRO | MISO | Midcontinent Independent Transmission System Operator, Inc.. |  | 611 | NR | 4 | Commercial Non-CHP | N |  | N |  | N |  | N | X |  | Otter Tail Power Co | 14232 | MN | 12.5 |  |  | N
57044 | Constellation Solar New Jersey, LLC | 57733 | Benjamin Moore & Co. Solar | 360 US Route 206 | Mount Olive | NJ | 7828 | Morris | 40.8256 | -74.7147 | RFC | PJM | PJM Interconnection, LLC |  | 441 | NR | 4 | Commercial Non-CHP | N |  | Y | WF11-270 | N |  | N | X |  | Jersey Central Power & Lt Co | 9726 | NJ | 12.47 |  |  | N | [5 empty] | N | X
57049 | NFI Solar LLC | 57734 | Cherry Hill | 1515 Burnt Mill Rd | Cherry Hill | NJ | 8003 | Camden | 39.8761 | -75.0086 | RFC | PJM | PJM Interconnection, LLC |  | 22 | NR | 2 | IPP Non-CHP | N |  | Y | ER10-904 | N |  |  | X |  | Public Service Elec & Gas Co | 15477 | NJ | 13.2 |  |  | N | [5 empty] | N | N
57047 | BioFuels Point Loma LLC | 57735 | UCSD Fuel Cell Plant | 9400 Gilman Drive | San Diego | CA | 92093 | San Diego | 32.8772 | -117.2347 | WECC | CISO | California Independent System Operator | City of San Diego | 22 | NR | 2 | IPP Non-CHP | N |  | N |  | N |  | N | X |  | San Diego Gas & Electric Co | 16609 | CA | 12.5 |  |  | N | SAN DIEGO GAS AND ELECTRIC COMPANY |  |  |  |  | N | N
57055 | SunE SPS1, LLC | 57736 | SPS1 Dollarhide | Willis Road | Jal | NM | 88252 | Lea | 32.1274 | -103.1378 | WECC | SWPP | Southwest Power Pool |  | 22 | NR | 2 | IPP Non-CHP | N |  | Y | QF11-384-000 | N |  |  | X |  | Southwestern Public Service Co | 17718 | NM | 12.5 |  |  | N
57056 | SunE SPS2, LLC | 57737 | SPS2 Jal | 74 Flying E Road | Jal | NM | 88252 | Lea | 32.1836 | -103.1831 | WECC | SWPP | Southwest Power Pool |  | 22 | NR | 2 | IPP Non-CHP | N |  | Y | QF11-385-000 | N |  |  | X |  | Southwestern Public Service Co | 17718 | NM | 12.5 |  |  | N
57057 | SunE SPS3, LLC | 57738 | SPS3 Lea | NM Highway 176 | Eunicel | NM | 88231 | Lea | 32.4697 | -103.3233 | WECC | SWPP | Southwest Power Pool |  | 22 | NR | 2 | IPP Non-CHP | N |  | Y | QF12-95-000 | N |  |  | X |  | Southwestern Public Service Co | 17718 | NM | 12.5 |  |  | N
57059 | SunE SPS4, LLC | 57739 | SPS4 Monument | Maddox Road | Monument | NM | 88240 | Lea | 32.6819 | -103.3036 | WECC | SWPP | Southwest Power Pool |  | 22 | NR | 2 | IPP Non-CHP | N |  | Y | QF12-96-000 | N |  |  | X |  | Southwestern Public Service Co | 17718 | NM | 12.4 |  |  | N
57058 | SunE SPS5, LLC | 57740 | SPS5 Hopi | 800 W. Derrick Road | Carlsbad | NM | 88220 | Eddy | 32.3456 | -104.2347 | WECC | SWPP | Southwest Power Pool |  | 22 | NR | 2 | IPP Non-CHP | N |  | Y | QF11-510-000 | N |  |  | X |  | Southwestern Public Service Co | 17718 | NM | 12.4 |  |  | N
57054 | Suzlon Project VIII LLC | 57741 | Suzlon Project VIII LLC | 4495 FM 722 | Channing | TX | 79018 | Hartley | 35.75 | -102.28 | TRE | SWPP | Southwest Power Pool |  | 22 | NR | 2 | IPP Non-CHP | N |  | Y | 08-65-000 | N |  | N | X |  | Southwestern Public Service Co | 17718 | TX | 34.5 |  |  | N | [5 empty] | N | N
57049 | NFI Solar LLC | 57742 | Vineland Headquarters | 71 W Park Avenue | Vineland | NJ | 8360 | Cumberland | 39.4903 | -75.0374 | RFC | PJM | PJM Interconnection, LLC |  | 22 | NR | 2 | IPP Non-CHP | N |  | Y | ER10-904 | N |  |  | X |  | Public Service Elec & Gas Co | 15477 | NJ | 13.2 |  |  | N | [5 empty] | N | N
57022 | Solar Power Inc. | 57743 | North Palm Springs 1A | Dillon Rd & Worsley Rd | Palm Springs | CA | 92240 | Riverside | 33.9242 | -116.5933 | WECC | CISO | California Independent System Operator |  | 22 | NR | 2 | IPP Non-CHP | N |  | Y | QF11-477-000 | N |  |  | X |  | Southern California Edison Co | 17609 | CA | 34.5 |  |  | N
57053 | Laurel Wind Energy LLC | 57744 | Laurel Hill Wind | 1464 Marshall Road | Roaring Branch | PA | 17765 | Lycoming | 41.5323 | -77.0296 | RFC | PJM | PJM Interconnection, LLC |  | 22 | NR | 2 | IPP Non-CHP | N |  | N |  | N |  |  | X |  | Pennsylvania Electric Co | 14711 | PA | 230 |  |  | N
57044 | Constellation Solar New Jersey, LLC | 57745 | The City of Vineland at West Vineland | 1776 South Mill Rd. | Vineland | NJ | 8360 | Cumberland | 39.4624 | -75.07 | RFC | PJM | PJM Interconnection, LLC |  | 22 | NR | 2 | IPP Non-CHP | N |  | N |  | N |  | N | X |  | City of Vineland - (NJ) | 19856 | NJ | 12.47 |  |  | N | [5 empty] | N | X
57044 | Constellation Solar New Jersey, LLC | 57746 | The City of Vineland at North Vineland | 1310 North Main Rd. | Vineland | NJ | 8360 | Cumberland | 39.505 | -74.9977 | RFC | PJM | PJM Interconnection, LLC |  | 22 | NR | 2 | IPP Non-CHP | N |  | N |  | N |  | N | X |  | City of Vineland - (NJ) | 19856 | NJ | 12.47 |  |  | N | [5 empty] | N | X
57052 | NRG Solar Arrowhead LLC | 57747 | FedEx Field Solar Facility | 1600 FedEx Way | Landover | MD | 20785 | Prince Georges | 38.9078 | -76.8644 | RFC | PJM | PJM Interconnection, LLC |  | 22 | NR | 2 | IPP Non-CHP | N |  | Y | 11-469 | N |  |  | X |  | Potomac Electric Power Co | 15270 | MD | 48 |  |  | N
57042 | Gordon Butte Wind LLC | 57748 | Gordon Butte Wind LLC | 45 John Sears Road | Martinsdale | MT | 59053 | Meagher | 46.4119 | -110.3378 | WECC | NWMT | NorthWestern Energy (NWMT) |  | 22 | NR | 2 | IPP Non-CHP | N |  | Y | 07-74-000 | N |  |  | X |  | NorthWestern Energy LLC - (MT) | 12825 | MT | 100 |  |  | N
57041 | Idaho Winds LLC | 57749 | Sawtooth Wind Project | 5420 W Wicher Road | Glenns Ferry | ID | 83623 | Elmore | 42.9822 | -115.3933 | WECC | IPCO | Idaho Power Company |  | 22 | NR | 2 | IPP Non-CHP | N |  | Y | 05-53-003, 05-53-002 | N |  | N | X |  | Idaho Power Co | 9191 | ID | 138 |  |  | N
57049 | NFI Solar LLC | 57750 | Maple Solar | 2363 Maple Avenue | Vineland | NJ | 8361 | Cumberland | 39.4875 | -74.9808 | RFC | PJM | PJM Interconnection, LLC |  | 22 | NR | 2 | IPP Non-CHP | N |  | Y | ER10-904 | N |  |  | X |  | Public Service Elec & Gas Co | 15477 | NJ | 13.2 |  |  | N | [5 empty] | N | N
57063 | Los Vientos Wind 1A, LLC | 57751 | Los Vientos Wind 1A | 4545 FM 507 | Sebastian | TX | 78594 | Cameron | 26.3307 | -97.5857 | TRE | ERCO | Electric Reliability Council of Texas, Inc. |  | 22 | NR | 2 | IPP Non-CHP | N |  | N |  | N |  |  | X |  | AEP Texas Central Company | 3278 | TX | 138 |  |  | N
57064 | Los Vientos Wind 1B, LLC | 57752 | Los Vientos Wind 1B | 4545 FM 507 | Sebastian | TX | 78594 | Cameron | 26.3489 | -97.6668 | TRE | ERCO | Electric Reliability Council of Texas, Inc. |  | 22 | NR | 2 | IPP Non-CHP | N |  | N |  | N |  |  | X |  | AEP Texas Central Company | 3278 | TX | 138 |  |  | N
56995 | Sacramento PV Energy, LLC | 57753 | SMUD at Lawrence | 6150 Point Pleasant Road | Elk Grove | CA | 95757 | Sacramento | 38.3389 | -121.4313 | WECC | BANC | Balancing Authority of Northern California |  | 22 | NR | 2 | IPP Non-CHP | N |  | Y | QF11-331 | N |  |  | X |  | Sacramento Municipal Util Dist | 16534 | CA | 12.47 |  |  | N | [5 empty] | N
57051 | Frederick County Virginia | 57754 | Frederick County LFGTE Facility | 280 Landfill Road | Winchester | VA | 22602 | Frederick | 39.1408 | -78.0975 | SERC | PJM | PJM Interconnection, LLC |  | 562212 | NR | 4 | Commercial Non-CHP | N |  | N |  | N |  | N | X |  | Rappahannock Electric Coop | 40228 | VA | 12.5 |  |  | N
57050 | TPW Petersburg LLC | 57755 | TPW Petersburg | 2460 State Highway Road 32 | Petersburg | NE | 68652 | Boone | 41.8646 | -97.9612 | MRO | SWPP | Southwest Power Pool |  | 22 | NR | 2 | IPP Non-CHP | N |  | Y | 07-310-001 | Y | 11-114-000 | N | X |  | Nebraska Public Power District | 13337 | NE | 115 |  |  | N | [5 empty] | N | N
57066 | Coastal Community Action Program | 57756 | Coastal Energy Project | 117 East Third St | Aberdeen | WA | 98520 | Grays Harbor | 46.7936 | -124.0654 | WECC | BPAT | Bonneville Power Administration |  | 22 | NR | 2 | IPP Non-CHP | N |  | N |  | N |  | N | X |  | PUD No 1 of Grays Harbor County | 7548 | WA | 12.47 |  |  | N
57170 | EDF Renewable Asset Holdings, Inc. | 57757 | Pacific Wind LLC | 4551 170th Street West | Rosamond | CA | 93560 | Kern | 34.8914 | -118.4325 | WECC | CISO | California Independent System Operator |  | 22 | NR | 2 | IPP Non-CHP | N |  | N |  | N |  |  | X |  | Southern California Edison Co | 17609 | CA | 345 |  |  | N
57065 | Constellation Solar Horizons LLC | 57758 | Mount Saint Mary's | 16300 Old Emmitsburg Road | Emmitsburg | MD | 21727 | Frederick | 39.675 | -77.345 | RFC | PJM | PJM Interconnection, LLC |  | 22 | NR | 2 | IPP Non-CHP | N |  | Y | QF10-586 | N |  |  | X |  | The Potomac Edison Company | 15263 | MD | 34 |  |  | N | [5 empty] | N
59936 | Georgia-Pacific Consumer Prod. (Camas) LLC | 57759 | Consumer Products (Camas) LLC | 401 NE Adams St | Camas | WA | 98607 | Clark | 45.5847 | -122.4056 | WECC | PACW | PacifiCorp - West | Columbia River | 322 | NR | 7 | Industrial CHP | N |  | N |  | N |  | Y | Y | OP | PacifiCorp | 14354 | WA | 69 |  |  | N |  | NORTHWEST PIPELINE GP |  |  |  | N | X
57068 | Power County Wind Park South LLC | 57760 | Power County Wind Park South | Garden Road | American Falls | ID | 83211 | Power | 42.7033 | -112.7578 | WECC | PACE | PacifiCorp - East |  | 22 | NR | 2 | IPP Non-CHP | N |  | Y | QF10-349-000 | N |  | N | X |  | PacifiCorp | 14354 | ID | 230 |  |  | N | [5 empty] | X | X
57069 | Power County Wind Park North LLC | 57761 | Power County Wind Park North | Garden Road | American Falls | ID | 83211 | Power | 42.7389 | -112.7486 | WECC | PACE | PacifiCorp - East |  | 22 | NR | 2 | IPP Non-CHP | N |  | Y | QF10-350-000 | N |  | N | X |  | PacifiCorp | 14354 | ID | 230 |  |  | N | [5 empty] | X | X
58143 | Cimarron Wind Energy LLC | 57762 | Cimarron Wind Energy LLC | 10001 19 Road | Cimmaron | KS | 67384 | Gray | 37.8739 | -100.2803 | SPP | SWPP | Southwest Power Pool |  | 22 | NR | 2 | IPP Non-CHP | N |  | N |  | N |  |  | X |  | Tennessee Valley Authority | 18642 | TN | 345 |  |  | N
17470 | PUD 1 of Snohomish County | 57763 | Youngs Creek Hydroelectric Project | 21632 Youngs River Truck Trail | Monroe | WA | 98272 | Snohomish | 47.7916 | -121.8 | WECC | BPAT | Bonneville Power Administration | Youngs Creek | 22 | RE | 1 | Electric Utility | N |  | N |  | N |  |  | X |  | PUD 1 of Snohomish County | 17470 | WA | 12.47 |  |  | N
57073 | Solar Star California XV, LLC | 57764 | Naval Air Weapons Station China Lake | 101-115 E Inyokern Rd | Ridgecrest | CA | 93555 | Kern | 35.6877 | -117.6814 | WECC | CISO | California Independent System Operator |  | 928 | NR | 4 | Commercial Non-CHP | N |  | N |  | N |  | N | X |  | Southern California Edison Co | 17609 | CA | 34.5 |  |  | N
58863 | Main Street Power | 57765 | Arizona Western College PV | 2020 S. Avenue 8E | Yuma | AZ | 85365 | Yuma | 32.6878 | -114.4961 | WECC | AZPS | Arizona Public Service Company |  | 22 | NR | 2 | IPP Non-CHP | N |  | Y | QF12-41-000 | N |  |  | X |  | Arizona Public Service Co | 803 | AZ | 12 |  |  | N
57075 | Ridgeline Energy LLC | 57766 | Rockland Wind Farm | 3426 Harvest Lane | American Falls | ID | 83211 | Power | 42.6747 | -112.9019 | WECC | IPCO | Idaho Power Company |  | 22 | NR | 2 | IPP Non-CHP | N |  | Y | 10-574 | Y | 11-69-000 | N | X |  | Idaho Power Co | 9191 | ID | 138 |  |  | N
57077 | Adams Electric Cooperative | 57767 | Brown County Wind Turbine | 910 1100E | Mount Sterling | IL | 62353 | Brown | 39.9733 | -90.6992 | SERC | MISO | Midcontinent Independent Transmission System Operator, Inc.. |  | 22 | RE | 1 | Electric Utility | N |  | N |  | N |  | N | X |  | Adams Electric Coop | 97 | IL | 12.47 |  |  | N | [5 empty] | X | X
57078 | Ecogy Pennsylvania Systems LLC | 57768 | Longwood Gardens | 1000 E. Baltimore Pike | Kennett Square | PA | 19348 | Chester | 39.8667 | -75.6678 | RFC | PJM | PJM Interconnection, LLC |  | 22 | NR | 2 | IPP Non-CHP | N |  | N |  | N |  | N | X |  | PECO Energy Co | 14940 | PA | 34.5 |  |  | N | [5 empty] | X | X
55963 | AE Power Services LLC | 57769 | Mehoopany Wind Energy LLC | 1250 Fire Tower Road | Noxen | PA | 18636 | Wyoming | 41.4206 | -76.0492 | RFC | PJM | PJM Interconnection, LLC |  | 22 | NR | 2 | IPP Non-CHP | N |  | N |  | Y | EG12-89 | N | X |  | Pennsylvania Electric Co | 14711 | PA | 115 |  |  | N
57047 | BioFuels Point Loma LLC | 57770 | South Bay Fuel Cell Plant | 2411 Dairy Mart Road | San Diego | CA | 92154 | San Diego | 32.5433 | -117.0678 | WECC | CISO | California Independent System Operator |  | 22 | NR | 2 | IPP Non-CHP | N |  | N |  | N |  |  | X |  | San Diego Gas & Electric Co | 16609 | CA | 12.5 |  |  | N | SAN DIEGO GAS AND ELECTRIC COMPANY |  |  |  |  | N
57079 | Ameresco Butte County LLC | 57771 | Ameresco Butte County | 1023 Neal Rd | Paradise | CA | 95954 | Butte | 39.674 | -121.73 | WECC | CISO | California Independent System Operator |  | 22 | NR | 2 | IPP Non-CHP | N |  | Y | 12-274-000 | N |  | N | X |  | Pacific Gas & Electric Co | 14328 | CA | 60 |  |  | N | [5 empty] | N | X
57081 | WGL Energy Systems, Inc | 57772 | Perdue Bridgeville Photovoltaic | 16447 Adams Road | Bridgeville | DE | 19933 | Sussex | 38.7577 | -75.602 | RFC | PJM | PJM Interconnection, LLC |  | 22 | NR | 2 | IPP Non-CHP | N |  | N |  | N |  |  | X |  | Delmarva Power | 5027 | DE | 12.47 |  |  | N
58315 | SSA Solar of CA 2 LLC | 57773 | Palo Verde College | 1 College Drive | Blythe | CA | 92225 | Riverside | 33.6617 | -114.6517 | WECC | CISO | California Independent System Operator |  | 611 | NR | 4 | Commercial Non-CHP | N |  | N |  | N |  | N | X |  | Southern California Edison Co | 17609 | CA | 12 |  |  | N
11556 | Brookfield Energy Marketing LP | 57774 | Windstar 1 | 13949 Cameron Road | Tehachapi | CA | 93561 | Kern | 35.0542 | -118.3547 | WECC | CISO | California Independent System Operator |  | 22 | NR | 2 | IPP Non-CHP | N |  | N |  | N |  |  | X |  | Southern California Edison Co | 17609 | CA | 230 |  |  | N
11556 | Brookfield Energy Marketing LP | 57775 | Kingman 1 | 2525 Old Trails Road | Kingman | AZ | 86401 | Mohave | 35.1458 | -114.0675 | WECC | AZPS | Arizona Public Service Company |  | 22 | NR | 2 | IPP Non-CHP | N |  | Y | Submission ID 262139 | N |  | N | X |  | UNS Electric, Inc | 19728 | AZ | 69 |  |  | N
58316 | SSA Solar of NJ LLC | 57776 | FedEx Woodbridge | 6000 Riverside Dr | Keasbey | NJ | 8832 | Middlesex | 40.5064 | -74.3235 | RFC | PJM | PJM Interconnection, LLC |  | 22 | NR | 2 | IPP Non-CHP | N |  | N |  | N |  |  | X |  | Public Service Elec & Gas Co | 15477 | NJ | 480 |  |  | N
57354 | X-Elio North America Inc | 57777 | RE Dillard 1 | 7786 Dillard Rd | Sloughhouse | CA | 95693 | Sacramento | 38.4686 | -121.1819 | WECC | BANC | Balancing Authority of Northern California |  | 22 | NR | 2 | IPP Non-CHP | N |  | Y | QF11-429-000 | N |  |  | X |  | Sacramento Municipal Util Dist | 16534 | CA | 69 |  |  | N
57354 | X-Elio North America Inc | 57778 | RE Kammerer 1 | 8224 Kammerer Rd | Elk Grove | CA | 95757 | Sacramento | 38.3651 | -121.3811 | WECC | BANC | Balancing Authority of Northern California |  | 22 | NR | 2 | IPP Non-CHP | N |  | Y | QF11-433-000 | N |  |  | X |  | Sacramento Municipal Util Dist | 16534 | CA | 69 |  |  | N
57354 | X-Elio North America Inc | 57779 | RE Dillard 2 | 7786 Dillard Rd | Sloughhouse | CA | 95693 | Sacramento | 38.4661 | -121.1778 | WECC | BANC | Balancing Authority of Northern California |  | 22 | NR | 2 | IPP Non-CHP | N |  | Y | QF11-436-000 | N |  |  | X |  | Sacramento Municipal Util Dist | 16534 | CA | 69 |  |  | N
57354 | X-Elio North America Inc | 57780 | RE Kammerer 2 | 8224 Kammerer Rd | Elk Grove | CA | 95757 | Sacramento | 38.3651 | -121.3811 | WECC | BANC | Balancing Authority of Northern California |  | 22 | NR | 2 | IPP Non-CHP | N |  | Y | QF11-434-000 | N |  |  | X |  | Sacramento Municipal Util Dist | 16534 | CA | 69 |  |  | N
57354 | X-Elio North America Inc | 57781 | RE Dillard 3 | 7786 Dillard Rd | Sloughhouse | CA | 95693 | Sacramento | 38.4619 | -121.1803 | WECC | BANC | Balancing Authority of Northern California |  | 22 | NR | 2 | IPP Non-CHP | N |  | Y | QF11-430-000 | N |  |  | X |  | Sacramento Municipal Util Dist | 16534 | CA | 69 |  |  | N
57354 | X-Elio North America Inc | 57782 | RE Kammerer 3 | 8224 Kammerer Rd | Elk Grove | CA | 95757 | Sacramento | 38.3651 | -121.3811 | WECC | BANC | Balancing Authority of Northern California |  | 22 | NR | 2 | IPP Non-CHP | N |  | Y | QF11-435-000 | N |  |  | X |  | Sacramento Municipal Util Dist | 16534 | CA | 69 |  |  | N
57354 | X-Elio North America Inc | 57783 | RE Bruceville 1 | 7334 Eschinger Road | Elk Grove | CA | 95757 | Sacramento | 38.3475 | -121.4128 | WECC | BANC | Balancing Authority of Northern California |  | 22 | NR | 2 | IPP Non-CHP | N |  | Y | QF11-437-000 | N |  |  | X |  | Sacramento Municipal Util Dist | 16534 | CA | 69 |  |  | N
57354 | X-Elio North America Inc | 57784 | RE Bruceville 2 | 7334 Eschinger Road | Elk Grove | CA | 95757 | Sacramento | 38.3475 | -121.4128 | WECC | BANC | Balancing Authority of Northern California |  | 22 | NR | 2 | IPP Non-CHP | N |  | Y | QF11-432-000 | N |  |  | X |  | Sacramento Municipal Util Dist | 16534 | CA | 69 |  |  | N
57354 | X-Elio North America Inc | 57785 | RE Bruceville 3 | 7334 Eschinger Road | Elk Grove | CA | 95757 | Sacramento | 38.3475 | -121.4128 | WECC | BANC | Balancing Authority of Northern California |  | 22 | NR | 2 | IPP Non-CHP | N |  | Y | QF11-428-000 | N |  |  | X |  | Sacramento Municipal Util Dist | 16534 | CA | 69 |  |  | N
57101 | FC Landfill Energy | 57786 | FC Landfill Energy | 9031 Reichs Ford Road | Frederick | MD | 21704 | Frederick | 39.3678 | -77.3489 | RFC | PJM | PJM Interconnection, LLC |  | 22 | NR | 2 | IPP Non-CHP | N |  | N |  | N |  | N | X |  | First Electric Coop Corp | 6342 | AR | 13.2 |  |  | N | [5 empty] | N | X
55963 | AE Power Services LLC | 57787 | Flat Ridge 2 Wind Energy LLC | 7299 NE Ridge Road | Nashville | KS | 67112 | Harper | 37.3665 | -98.2611 | SPP | SWPP | Southwest Power Pool |  | 22 | NR | 2 | IPP Non-CHP | N |  | N |  | Y | EG12-80 | N | X |  | Westar Energy Inc | 22500 | KS | 345 |  |  | N
57103 | US GSA Heating and Transmission | 57788 | US GSA Heating and Transmission | 325 13th Street SW | Washington | DC | 20407 | District of Columbia | 38.8857 | -77.0284 | RFC | PJM | PJM Interconnection, LLC |  | 22133 | NR | 5 | Commercial CHP | N |  | N |  | N |  | N | X |  | Potomac Electric Power Co | 15270 | DC | 13.8 |  |  | N |  | WASHINGTON GAS LIGHT COMPANY |  |  |  | N | N
57106 | Peak Power 1, LLC | 57789 | Peak Power 1 Cogen | One Penn Plaza | New York | NY | 10119 | New York | 40.7511 | -73.9917 | NPCC | NYIS | New York Independent System Operator |  | 53 | NR | 5 | Commercial CHP | N |  | N |  | N |  | N | X |  | Consolidated Edison Co-NY Inc | 4226 | NY | 480 |  |  | N | CONSOLIDATED EDISON NEW YORK INC |  |  |  | Connected to a Local Distribution Company. | N | N
57107 | RE Bagdad Solar 1 LLC | 57790 | RE Bagdad Solar I LLC | Terminus of Airport Road | Bagdad | AZ | 86321 | Yavapai | 34.5858 | -113.1772 | WECC | AZPS | Arizona Public Service Company |  | 22 | NR | 2 | IPP Non-CHP | N |  | Y | QF11-51-000 | N |  |  | X |  | Arizona Public Service Co | 803 | AZ | 12.47 |  |  | N
56930 | Foundation HA Energy Generation, LLC | 57791 | Foundation AB | 3601 Busch Drive | Fairfield | CA | 94534 | Solano | 38.2322 | -122.0928 | WECC | CISO | California Independent System Operator |  | 22 | NR | 2 | IPP Non-CHP | N |  | Y | QF12-102 | N |  |  | X |  | Pacific Gas & Electric Co | 14328 | CA | 115 |  |  | N
56930 | Foundation HA Energy Generation, LLC | 57792 | Foundation IE | 12811 Sixth Street | Rancho Cucamonga | CA | 91739 | San Bernardino | 34.0847 | -117.5294 | WECC | CISO | California Independent System Operator |  | 22 | NR | 2 | IPP Non-CHP | N |  | Y | QF12-104 | N |  |  | X |  | Southern California Edison Co | 17609 | CA | 12 |  |  | N
57108 | The County of Sonoma | 57793 | Sonoma County Fuel Cell | 2680 Ventura Avenue | Santa Rosa | CA | 95403 | Sonoma | 38.4667 | -122.7234 | WECC | CISO | California Independent System Operator | Municipality | 921 | NR | 5 | Commercial CHP | N |  | N |  | N |  | N | X |  | Pacific Gas & Electric Co | 14328 | CA | 12 |  |  | N |  | PACIFIC GAS |  |  |  | N | N
57109 | St Joseph Energy Center LLC | 57794 | St Joseph Energy Center | 54745 Walnut Rd | New Carlisle | IN | 46552 | St Joseph | 41.699 | -86.4797 | RFC | PJM | PJM Interconnection, LLC | Wells, Municipality | 22 | NR | 2 | IPP Non-CHP | N |  | N |  | N |  | N | X |  | Indiana Michigan Power Co | 9324 | IN | 345 |  |  |  |  | None
57112 | RE Ajo 1 LLC | 57795 | RE Ajo 1 LLC | 100 Pipeline Road | Ajo | AZ | 85321 | Pima | 32.367 | -112.8314 | WECC | AZPS | Arizona Public Service Company |  | 22 | NR | 2 | IPP Non-CHP | N |  | Y | QF11-52-000 | N |  |  | X |  | Arizona Public Service Co | 803 | AZ | 69 |  |  | N
57104 | Golden Springs Development Company LLC | 57796 | Golden Springs Building C-1 | 12816 Alder Drive | Santa Fe Springs | CA | 90670 | Los Angeles | 33.9142 | -118.0536 | WECC | CISO | California Independent System Operator |  | 22 | NR | 2 | IPP Non-CHP | N |  | N |  | N |  | N | X |  | Southern California Edison Co | 17609 | CA | 12 |  |  | N | [5 empty] | X | X
57104 | Golden Springs Development Company LLC | 57797 | Golden Springs Building D | 12935 Leffingwell Ave | Santa Fe Springs | CA | 90670 | Los Angeles | 33.9119 | -118.0522 | WECC | CISO | California Independent System Operator |  | 22 | NR | 2 | IPP Non-CHP | N |  | N |  | N |  | N | X |  | Southern California Edison Co | 17609 | CA | 12 |  |  | N | [5 empty] | X | X
57120 | OBP Cogen LLC | 57798 | OBP Cogen | One Bryant Park | New York | NY | 10036 | New York | 40.7549 | -73.9832 | RFC | NYIS | New York Independent System Operator |  | 53 | NR | 5 | Commercial CHP | N |  | N |  | N |  | N | X |  | Consolidated Edison Co-NY Inc | 4226 | NY | 13.8 |  |  | N | CONSOLIDATED EDISON NEW YORK INC |  |  |  |  | N
59139 | SunEdison LLC | 57799 | ISH Solar Central, LLC | 539 Forest Hills Parkway | Bayville | NJ | 8721 | Monmouth | 40.2675 | -74.2786 | RFC | PJM | PJM Interconnection, LLC |  | 22 | NR | 2 | IPP Non-CHP | N |  | Y | QF11-492-000 | N |  |  | X |  | Jersey Central Power & Lt Co | 9726 | NJ | 0.48 |  |  | N
12647 | ALLETE, Inc. | 57800 | Bison 2 Wind Energy Center | 5198 30th St | New Salem | ND | 58563 | Morton | 46.98 | -101.5547 | MRO | MISO | Midcontinent Independent Transmission System Operator, Inc.. |  | 22 | RE | 1 | Electric Utility | N |  | N |  | N |  |  | X |  | ALLETE, Inc. | 12647 | MN | 230 |  |  | N | [5 empty] | X | X
12647 | ALLETE, Inc. | 57801 | Bison 3 Wind Energy Center | 5198 30th St | New Salem | ND | 58563 | Morton | 46.98 | -101.5547 | MRO | MISO | Midcontinent Independent Transmission System Operator, Inc.. |  | 22 | RE | 1 | Electric Utility | N |  | N |  | N |  |  | X |  | ALLETE, Inc. | 12647 | MN | 230 |  |  | N | [5 empty] | X | X
56215 | E ON Climate Renewables N America LLC | 57802 | Magic Valley Wind Farm I LLC | 12550 Pennington Road | San Perlita | TX | 78590 | Willacy | 26.4753 | -97.6911 | TRE | ERCO | Electric Reliability Council of Texas, Inc. |  | 22 | NR | 2 | IPP Non-CHP | N |  | N |  | Y | 12-41 | N | X |  | AEP Texas Central Company | 3278 | TX | 138 |  |  | N | [5 empty] | N | X
57122 | Lime Wind LLC | 57803 | Lime Wind | 28747 Langley Lane | Huntington | OR | 97907 | Baker | 44.3969 | -117.2719 | WECC | IPCO | Idaho Power Company |  | 22 | NR | 2 | IPP Non-CHP | N |  | N |  | N |  | N | X |  | Idaho Power Co | 9191 | OR | 12.47 |  |  | N
57123 | Middlebury College Biomass | 57804 | Middlebury College | 84 South Service Road | Middlebury | VT | 5753 | Addison | 44.0075 | -73.1769 | NPCC | ISNE | ISO New England Inc. | Topwn of Middlebury | 611 | NR | 5 | Commercial CHP | N |  | N |  | N |  | Y | Y | OP | Green Mountain Power Corp | 7601 | VT | 12.47 |  |  | N | VERMONT GAS SYSTEMS INC |  |  |  |  | N | X
57124 | Nautilus Solar WPU LLC | 57805 | William Paterson University | 300 Pompton Road | Wayne | NJ | 7470 | Passaic | 40.9521 | -74.1955 | RFC | PJM | PJM Interconnection, LLC |  | 611 | NR | 4 | Commercial Non-CHP | N |  | Y | 11-181-000 | N |  |  | X |  | Public Service Elec & Gas Co | 15477 | NJ | 480 |  |  | N
57354 | X-Elio North America Inc | 57806 | RE Dillard 4 | 7786 Dillard Road | Sloughhouse | CA | 95693 | Sacramento | 38.4619 | -121.1803 | WECC | BANC | Balancing Authority of Northern California |  | 22 | NR | 2 | IPP Non-CHP | N |  | Y | QF11-431-000 | N |  |  | X |  | Sacramento Municipal Util Dist | 16534 | CA | 69 |  |  | N
56778 | Bloom Energy 2009 PPA | 57807 | Coca Cola American Canyon | 1201 Commerce Blvd | American Canyon | CA | 95403 | Napa | 38.1907 | -122.2751 | WECC | CISO | California Independent System Operator |  | 22 | NR | 2 | IPP Non-CHP | N |  | N |  | N |  | N | X |  | Pacific Gas & Electric Co | 14328 | CA | 0.48 |  |  | N |  | PACIFIC GAS |  |  |  | N
57128 | Bloom Energy | 57808 | Lockheed Martin Sunnyvale | 1111 Lockheed Martin Way | Sunnyvale | CA | 94089 | Santa Clara | 37.4131 | -122.0281 | WECC | CISO | California Independent System Operator |  | 22 | NR | 2 | IPP Non-CHP | N |  | N |  | N |  |  | X |  | Pacific Gas & Electric Co | 14328 | CA | 115 |  |  | N | Other - See pipeline notes. | PACIFIC GAS |  |  |  | N
57128 | Bloom Energy | 57809 | Franklin Templeton San Mateo | One Franklin Partkway | San Mateo | CA | 94403 | San Mateo | 37.5425 | -122.2928 | WECC | CISO | California Independent System Operator |  | 22 | NR | 2 | IPP Non-CHP | N |  | N |  | N |  |  | X |  | Pacific Gas & Electric Co | 14328 | CA | 12.47 |  |  | N | Other - See pipeline notes. | PACIFIC GAS |  |  |  | N
57128 | Bloom Energy | 57811 | Adobe San Jose | 321 Park Ave | San Jose | CA | 95113 | Santa Clara | 37.3306 | -121.8931 | WECC | CISO | California Independent System Operator |  | 22 | NR | 2 | IPP Non-CHP | N |  | N |  | N |  |  | X |  | Pacific Gas & Electric Co | 14328 | CA | 12 |  |  | N | Other - See pipeline notes. | PACIFIC GAS |  |  |  | N
57127 | GL Wind LLC | 57813 | GL Wind | 23978 Rupprechts Valley Road | Lewiston | MN | 55952 | Winona | 43.9917 | -91.8778 | MRO | MISO | Midcontinent Independent Transmission System Operator, Inc.. |  | 22 | NR | 2 | IPP Non-CHP | N |  | N |  | N |  | N | X |  | ITC Midwest LLC | 56161 |  | 69 |  |  | N
57130 | Janssen Pharmaceutical Co | 57815 | Titusville Solar | Trenton and Harbourton | Titusville | NJ | 8560 | Mercer | 40.2928 | -74.8472 | NPCC | PJM | PJM Interconnection, LLC |  | 541 | NR | 4 | Commercial Non-CHP | N |  | N |  | N |  | N | X |  | Public Service Elec & Gas Co | 15477 | NJ | 26 |  |  | N | [5 empty] | X | X
57354 | X-Elio North America Inc | 57816 | RE McKenzie 1 | 12498 McKenzie Rd | Galt | CA | 95632 | Sacramento | 38.3026 | -121.2958 | WECC | BANC | Balancing Authority of Northern California |  | 22 | NR | 2 | IPP Non-CHP | N |  | Y | 11-438-000 | N |  |  | X |  | Sacramento Municipal Util Dist | 16534 | CA | 69 |  |  | N
57354 | X-Elio North America Inc | 57817 | RE McKenzie 2 | 12498 McKenzie Rd | Galt | CA | 95632 | Sacramento | 38.3026 | -121.2958 | WECC | BANC | Balancing Authority of Northern California |  | 22 | NR | 2 | IPP Non-CHP | N |  | Y | 11-444-000 | N |  |  | X |  | Sacramento Municipal Util Dist | 16534 | CA | 69 |  |  | N
57354 | X-Elio North America Inc | 57818 | RE McKenzie 3 | 12498 McKenzie Rd | Galt | CA | 95632 | Sacramento | 38.3026 | -121.2958 | WECC | BANC | Balancing Authority of Northern California |  | 22 | NR | 2 | IPP Non-CHP | N |  | Y | 11-439-000 | N |  |  | X |  | Sacramento Municipal Util Dist | 16534 | CA | 69 |  |  | N
57354 | X-Elio North America Inc | 57819 | RE McKenzie 4 | 12498 McKenzie Rd | Galt | CA | 95632 | Sacramento | 38.3026 | -121.2958 | WECC | BANC | Balancing Authority of Northern California |  | 22 | NR | 2 | IPP Non-CHP | N |  | Y | 11-440-000 | N |  |  | X |  | Sacramento Municipal Util Dist | 16534 | CA | 69 |  |  | N
57354 | X-Elio North America Inc | 57820 | RE McKenzie 5 | 12498 McKenzie Rd | Galt | CA | 95632 | Sacramento | 38.3026 | -121.2958 | WECC | BANC | Balancing Authority of Northern California |  | 22 | NR | 2 | IPP Non-CHP | N |  | Y | 11-441-000 | N |  |  | X |  | Sacramento Municipal Util Dist | 16534 | CA | 69 |  |  | N
57354 | X-Elio North America Inc | 57821 | RE McKenzie 6 | 12498 McKenzie Rd | Galt | CA | 95632 | Sacramento | 38.3026 | -121.2958 | WECC | BANC | Balancing Authority of Northern California |  | 22 | NR | 2 | IPP Non-CHP | N |  | Y | 11-442-000 | N |  |  | X |  | Sacramento Municipal Util Dist | 16534 | CA | 69 |  |  | N
56069 | SunCoke Energy, Inc. | 57822 | Middletown Coke Company, LLC | 3353 Yankee Rd | Middletown | OH | 45042 | Butler | 39.4722 | -84.4014 | RFC | PJM | PJM Interconnection, LLC | Cooling Tower | 22 | NR | 3 | IPP CHP | N |  | N |  | Y | QF12-94-000 | N | X |  | Duke Energy Ohio Inc | 3542 | OH | 69 |  |  | N |  | TENNESSEE GAS PIPELINE COMPANY |  |  |  | N | X
57138 | University of Minnesota WCROC | 57823 | WCROC Wind Farm | 46352 State Highway 329 | Morris | MN | 56267 | Stevens | 45.5897 | -95.8769 | MRO | MISO | Midcontinent Independent Transmission System Operator, Inc.. |  | 22 | NR | 2 | IPP Non-CHP | N |  | N |  | N |  | N | X |  | Otter Tail Power Co | 14232 | MN | 12.5 |  |  | N | [5 empty] | X | X
57142 | Gundersen Lutheran Biogas I LLC | 57824 | Onalaska Campus Landfill Biogas | 3111 Gundersen Drive | Onalaska | WI | 54650 | La Crosse | 43.8739 | -91.18 | MRO | MISO | Midcontinent Independent Transmission System Operator, Inc.. |  | 22 | NR | 2 | IPP Non-CHP | N |  | N |  | N |  | N | X |  | Northern States Power Co | 13780 | WI | 13.8 |  |  | N
58661 | Sustainable Power Group, LLC | 57827 | Dinuba Wastewater Treatment Plant | 6675 Avenue 412 | Dinuba | CA | 93618 | Tulare | 36.5381 | -119.4264 | WECC | CISO | California Independent System Operator |  | 22132 | NR | 4 | Commercial Non-CHP | N |  | Y | QF12-214-000 | N |  | N | X |  | Pacific Gas & Electric Co | 14328 | CA | 0.48 |  |  | N | [5 empty] | X | X
57146 | Tulsa LFG LLC | 57828 | Tulsa LFG LLC | 177th West Avenue | Sand Springs | OK | 74063 | Osage | 36.162 | -96.1865 | SPP | SWPP | Southwest Power Pool |  | 22 | NR | 2 | IPP Non-CHP | N |  | Y | #12-470 | N |  | N | X |  | Public Service Co of Oklahoma | 15474 | OK | 15 |  |  | N | [5 empty] | X | X
57148 | Glendale Energy LLC | 57829 | Glendale Energy Power Plant | 11488 West Glendale Ave | Glendale | AZ | 85307 | Maricopa | 33.5403 | -112.3064 | WECC | AZPS | Arizona Public Service Company |  | 22 | NR | 2 | IPP Non-CHP | N |  | Y | QF09-331-000 | N |  |  | X |  | Arizona Public Service Co | 803 | AZ | 69 |  |  | N
60423 | RPMA Operations LLC | 57830 | Rippey Wind Farm | 2123 A 240th Street | Grand Junction | IA | 50107 | Greene | 42.0061 | -94.2378 | MRO | MISO | Midcontinent Independent Transmission System Operator, Inc.. |  | 22 | NR | 2 | IPP Non-CHP | N |  | N |  | N |  | N | X |  | ITC Midwest LLC | 56161 |  | 161 |  |  | N | [5 empty] | X | X
57154 | Heliocentric LLC | 57831 | Heliocentric | 8875 E Avenue L-8 | Palmdale | CA | 93550 | Los Angeles | 34.6543 | -117.971 | WECC | CISO | California Independent System Operator |  | 22 | NR | 2 | IPP Non-CHP | N |  | Y | 12-15-000 | N |  | N | X |  | Southern California Edison Co | 17609 | CA | 12 |  |  | N | [5 empty] | X | X
60423 | RPMA Operations LLC | 57832 | Hawkeye Wind Farm | 21989 X Avenue | Sumner | IA | 50674 | Bremer | 42.9489 | -92.0622 | MRO | MISO | Midcontinent Independent Transmission System Operator, Inc.. |  | 22 | NR | 2 | IPP Non-CHP | N |  | N |  | N |  | N | X |  | ITC Midwest LLC | 56161 |  | 69 |  |  | N | [5 empty] | X | X
58672 | Everpower Wind Holdings Inc | 57833 | Mustang Hills LLC | 8650 Oak Creek Road | Mojave | CA | 93501 | Kern | 35.0309 | -118.2932 | WECC | CISO | California Independent System Operator |  | 22 | NR | 2 | IPP Non-CHP | N |  | N |  | Y | 11-59-000 | N | X |  | Southern California Edison Co | 17609 | CA | 230 |  |  | N
59868 | Pinyon Pines Wind I, LLC | 57834 | Pinyon Pine I | 5004 Camelot Blvd | Mojave | CA | 93501 | Kern | 35.0434 | -118.2118 | WECC | CISO | California Independent System Operator |  | 22 | NR | 2 | IPP Non-CHP | N |  | N |  | Y | 12-51-000 | N | X |  | Southern California Edison Co | 17609 | CA | 230 |  |  | N | [5 empty] | X | X
11556 | Brookfield Energy Marketing LP | 57835 | Alta Wind VIII | 6703 Oak Creek Road | Mojave | CA | 93501 | Kern | 35.0267 | -118.2348 | WECC | CISO | California Independent System Operator |  | 22 | NR | 2 | IPP Non-CHP | N |  | N |  | Y | EG11-60-000 | N | X |  | Southern California Edison Co | 17609 | CA | 230 |  |  | N
57159 | L-8 Solar Project LLC | 57836 | L-8 Solar Project | 8871 E Avenue L-8 | Palmdale | CA | 93550 | Los Angeles | 34.6543 | -117.9731 | WECC | CISO | California Independent System Operator |  | 22 | NR | 2 | IPP Non-CHP | N |  | Y | 12-72-000 | N |  | N | X |  | Southern California Edison Co | 17609 | CA | 12 |  |  | N
59869 | Pinyon Pines Wind II, LLC | 57837 | Pinyon Pine II | 5008 Camelot Blvd | Mojave | CA | 93501 | Kern | 35.0268 | -118.2233 | WECC | CISO | California Independent System Operator |  | 22 | NR | 2 | IPP Non-CHP | N |  | N |  | Y | 12-52.000 | N | X |  | Southern California Edison Co | 17609 | CA | 230 |  |  | N | [5 empty] | X | X
56769 | Consolidated Edison Development Inc. | 57838 | Dartmouth II Solar | 1154 North Hixville Road | Dartmouth | MA | 2747 | Bristol | 41.6806 | -71.0308 | NPCC | ISNE | ISO New England Inc. |  | 22 | NR | 2 | IPP Non-CHP | N |  | N |  | N |  |  | X |  | NSTAR Electric Company | 54913 | MA | 13 |  |  | N
57166 | Woodbridge Energy Center | 57839 | Woodbridge Energy Center | 1070 Riverside Dr | Keasbey | NJ | 7095 | Middlesex | 40.515 | -74.3189 | RFC | PJM | PJM Interconnection, LLC | Gray Water | 22 | NR | 2 | IPP Non-CHP | N |  | N |  | N |  | N | X |  | Jersey Central Power & Lt Co | 9726 | NJ | 230 |  |  | N |  | TRANSCONTINENTAL GAS PIPELINE |  |  |  | N
59139 | SunEdison LLC | 57840 | ISH Solar Hospital SDMC | 4647 Zion Ave | San Diego | CA | 92120 | San Diego | 32.7917 | -117.0953 | WECC | CISO | California Independent System Operator |  | 22 | NR | 2 | IPP Non-CHP | N |  | Y | 11-414-001 | N |  |  | X |  | San Diego Gas & Electric Co | 16609 | CA | 0.48 |  |  | N
59139 | SunEdison LLC | 57841 | ISH Solar Hospital Downey | 12254 Bellflower Blvd | Downey | CA | 90242 | Los Angeles | 33.9217 | -118.1244 | WECC | CISO | California Independent System Operator |  | 22 | NR | 2 | IPP Non-CHP | N |  | Y | QF11-400-000 | N |  |  | X |  | Southern California Edison Co | 17609 | CA | 0.48 |  |  | N
40211 | Wabash Valley Power Assn, Inc | 57842 | Wabash Valley Power IGCC | 450 Bolton Rd | Terre Haute | IN | 47885 | Vigo | 39.53 | -87.4247 | RFC | MISO | Midcontinent Independent Transmission System Operator, Inc.. | Wabash River | 22 | RE | 1 | Electric Utility | N |  | N |  | N |  | N | X |  | Duke Energy Indiana Inc | 15470 | IN | 230 |  |  | N |  | MIDWESTERN GAS TRANSMISSION COMPANY |  |  |  | X | X
57172 | SC Landfill Energy LLC | 57843 | SC Landfill Energy LLC | 52 McKillip Road | Alloway | NJ | 8001 | Salem | 39.5889 | -75.3764 | RFC | PJM | PJM Interconnection, LLC |  | 22 | NR | 2 | IPP Non-CHP | N |  | N |  | N |  | N | X |  | Atlantic City Electric Co | 963 | NJ | 12.47 |  |  | N | SOUTH JERSEY GAS COMPANY |  |  |  |  | N | N
57171 | Franklin County Wind LLC | 57844 | Franklin County Wind Farm | 583 Nuthatch Ave | Iowa Falls | IA | 50126 | Franklin | 42.6067 | -93.3365 | MRO | MISO | Midcontinent Independent Transmission System Operator, Inc.. |  | 22 | NR | 2 | IPP Non-CHP | N |  | N |  | Y | EG11-125 |  | X |  | ITC Midwest LLC | 56161 |  | 161 |  |  | N | [5 empty] | X
57173 | AC Landfill Energy LLC | 57845 | AC Landfill Energy LLC | 6700 Delilah Road | Egg Harbor Township | NJ | 8234 | Atlantic | 39.4175 | -74.5422 | RFC | PJM | PJM Interconnection, LLC |  | 22 | NR | 2 | IPP Non-CHP | N |  | N |  | N |  |  | X |  | Atlantic City Electric Co | 963 | NJ | 12.47 |  |  | N | [5 empty] | N | N
57174 | SX Landfill Energy LLC | 57846 | SX Landfill Energy LLC | 34 South Route 94 | Lafayette | NJ | 7848 | Sussex | 41.0936 | -74.6788 | RFC | PJM | PJM Interconnection, LLC |  | 22 | NR | 2 | IPP Non-CHP | N |  | N |  | N |  | N | X |  | Jersey Central Power & Lt Co | 9726 | NJ | 12.47 |  |  | N | [5 empty] | X | X
57175 | BC Landfill Energy LLC | 57847 | BC Landfill Energy LLC | 21939 Route 543 | Columbus | NJ | 8518 | Burlington | 40.0742 | -74.6656 | RFC | PJM | PJM Interconnection, LLC |  | 22 | NR | 2 | IPP Non-CHP | N |  | N |  | N |  | N | X |  | Public Service Elec & Gas Co | 15477 | NJ | 13.2 |  |  | N | [5 empty] | X | X
57176 | WC Landfill Energy LLC | 57848 | WC Landfill Energy LLC | 500 Mount Pisgah Avenue | Oxford | NJ | 7863 | Warren | 40.831 | -75.0158 | RFC | PJM | PJM Interconnection, LLC |  | 22 | NR | 2 | IPP Non-CHP | N |  | N |  | N |  | N | X |  | Jersey Central Power & Lt Co | 9726 | NJ | 34.5 |  |  | N | [5 empty] | N | X
57177 | SEAI Elk Grove LLC | 57849 | Green Acres Solar Facility 1 | 3705 Twin Cities Road | Elk Grove | CA | 95757 | Sacramento | 38.282 | -121.4647 | WECC | BANC | Balancing Authority of Northern California |  | 22 | NR | 2 | IPP Non-CHP | N |  | Y | QF12-243-000 | N |  |  | X |  | Sacramento Municipal Util Dist | 16534 | CA | 69 |  |  | N
57177 | SEAI Elk Grove LLC | 57850 | Green Acres Solar Facility 2 | 3705 Twin Cities Road | Elk Grove | CA | 95757 | Sacramento | 38.2836 | -121.4613 | WECC | BANC | Balancing Authority of Northern California |  | 22 | NR | 2 | IPP Non-CHP | N |  | Y | QF12-243-001 | N |  | N | X |  | Sacramento Municipal Util Dist | 16534 | CA | 69 |  |  | N
5109 | DTE Electric Company | 57851 | Sigel Wind Park | 1717 Minden Rd | Harbor Beach | MI | 48441 | Huron | 43.8508 | -82.7836 | RFC | MISO | Midcontinent Independent Transmission System Operator, Inc.. |  | 22 | RE | 1 | Electric Utility | N |  | N |  | N |  | N | X |  | ITC Transmission | 56068 | MI | 120 |  |  | N | [5 empty] | N | X
5109 | DTE Electric Company | 57852 | Minden Wind Park | 8423 Range Line Rd | Minden City | MI | 48456 | Sanilac | 43.67 | -82.7586 | RFC | MISO | Midcontinent Independent Transmission System Operator, Inc.. |  | 22 | RE | 1 | Electric Utility | N |  | N |  | N |  | N | X |  | ITC Transmission | 56068 |  | 41.57 |  |  | N | [5 empty] | N | X
5109 | DTE Electric Company | 57853 | McKinley Wind Park | 2925 N Gagetown Rd | Pigeon | MI | 48755 | Huron | 43.8719 | -83.2414 | RFC | MISO | Midcontinent Independent Transmission System Operator, Inc.. |  | 22 | RE | 1 | Electric Utility | N |  | N |  | N |  | N | X |  | ITC Transmission | 56068 |  | 41.57 |  |  | N | [5 empty] | N | X
11208 | Los Angeles Department of Water & Power | 57854 | North Hollywood | 11803 Vanowen Street | Los Angeles | CA | 91605 | Los Angeles | 34.1944 | -118.3903 | WECC | LDWP | Los Angeles Department of Water and Power | Los Angeles Reservoir | 22131 | RE | 4 | Commercial Non-CHP | N |  | N |  | N |  | N | X |  | Los Angeles Department of Water & Power | 11208 | CA | 34.5 |  |  | N | [5 empty] | X | X
9442 | Town of Ipswich - (MA) | 57855 | Ipswich Wind Turbine | 200 Town Farm Road | Ipswich | MA | 1938 | Essex | 42.7164 | -70.8419 | NPCC | ISNE | ISO New England Inc. |  | 22 | RE | 1 | Electric Utility | N |  | N |  | N |  |  | X |  | Town of Ipswich - (MA) | 9442 | MA | 13.2 |  |  | N
56918 | University of California San Diego | 57856 | Univ of California San Diego Solar | 9500 Gilman Drive (0908U) | La Jolla | CA | 92093 | San Diego | 32.8744 | -117.2389 | WECC | CISO | California Independent System Operator | Municipality | 611 | NR | 4 | Commercial Non-CHP | N |  | N |  | N |  | N | X |  | San Diego Gas & Electric Co | 16609 | CA | 69 |  |  | N
57183 | Shasta Renewable Resources LLC | 57857 | Shasta Renewable Resources Plant | 6309 Highway 273 | Anderson | CA | 96007 | Shasta | 40.4708 | -122.3311 | WECC | CISO | California Independent System Operator | Wells | 22 | NR | 3 | IPP CHP | Y | QF81-35-004 | N |  | N |  | N | X |  | Pacific Gas & Electric Co | 14328 | CA | 12 |  |  | N |  | PACIFIC GAS |  |  |  | N | X
57191 | Caney River Wind Project | 57858 | Caney River Wind Project | 1201 RD 7 | Howard | KS | 67349 | Elk | 37.46 | -96.42 | SPP | SWPP | Southwest Power Pool |  | 22 | NR | 2 | IPP Non-CHP | N |  | N |  | N |  |  | X |  | Westar Energy Inc | 22500 | KS | 345 |  |  | N
59745 | First Solar Asset Management | 57859 | Moapa Southern Paiute | 1 Lincoln Street | Moapa | NV | 89025 | Clark | 36.5299 | -114.7703 | WECC | NEVP | Nevada Power Company |  | 22 | NR | 2 | IPP Non-CHP | N |  | N |  | N |  | N | X |  | Nevada Power Co | 13407 | NV | 230 |  |  | N | [5 empty] | N | N
57194 | City of Industry | 57860 | Industry MetroLink PV 1 | 600 Brea Canyon Road | Industry | CA | 91744 | Los Angeles | 34.0087 | -117.8456 | WECC | CISO | California Independent System Operator |  | 22 | RE | 1 | Electric Utility | N |  | N |  | N |  | N | X |  | Southern California Edison Co | 17609 | CA | 12.47 |  |  | N | [5 empty] | X | X
57189 | Hidden Hollow Energy LLC | 57861 | Hidden Hollow Energy | 10300 Seamans Gulch Rd | Boise | ID | 83714 | Ada | 43.6972 | -116.2714 | WECC | IPCO | Idaho Power Company |  | 22 | NR | 2 | IPP Non-CHP | N |  | Y | 06-128-001 | N |  |  | X |  | Idaho Power Co | 9191 | ID | 12.5 |  |  | N | [5 empty] | X | X
56215 | E ON Climate Renewables N America LLC | 57862 | Wildcat Wind Farm I, LLC | 9093 W 1700N Rd | Elwood | IN | 46036 | Tipton | 40.3494 | -85.8431 | RFC | PJM | PJM Interconnection, LLC |  | 22 | NR | 2 | IPP Non-CHP | N |  | N |  | Y | 12-42-000 | N | X |  | Indiana Michigan Power Co | 9324 | IN | 138 |  |  | N | [5 empty] | N | X
56997 | Marina Energy LLC | 57863 | McKee City Solar Phase 2 | 215 Cates Road | Egg Harbor Township | NJ | 8234 | Atlantic | 39.4219 | -74.6392 | RFC | PJM | PJM Interconnection, LLC |  | 22 | NR | 2 | IPP Non-CHP | N |  | N |  | N |  | N | X |  | Atlantic City Electric Co | 963 | NJ | 69 | 69 | 69 | N | [5 empty] | X | X
56997 | Marina Energy LLC | 57864 | Stockton Athletic Center | 101 Vera King Farris Drive | Pomona | NJ | 8240 | Atlantic | 39.4884 | -74.5353 | RFC | PJM | PJM Interconnection, LLC |  | 611 | NR | 4 | Commercial Non-CHP | N |  | N |  | N |  | N | X |  | Atlantic City Electric Co | 963 | NJ | 12.47 | 12.47 | 12.47 | N | [5 empty] | X | X
7349 | Golden Spread Electric Cooperative, Inc | 57865 | Antelope Station | 1454 CR 315 | Abernathy | TX | 79311 | Hale | 33.865 | -101.8433 | SPP | SWPP | Southwest Power Pool |  | 22 | RE | 1 | Electric Utility | N |  | N |  | N |  |  | X |  | Southwestern Public Service Co | 17718 | TX | 230 |  |  | N |  | ONEOK WES TEX TRANSMISSION LLC |  |  |  | N
7349 | Golden Spread Electric Cooperative, Inc | 57866 | Golden Spread Panhandle Wnd Rch | 6514 CR 50 | Wilderado | TX | 79098 | Oldham | 35.2436 | -102.21 | SPP | SWPP | Southwest Power Pool |  | 22 | RE | 1 | Electric Utility | N |  | N |  | N |  |  | X |  | Southwestern Public Service Co | 17718 | TX | 230 |  |  | N | [5 empty] | N
58672 | Everpower Wind Holdings Inc | 57867 | Howard Wind Farm | 2984 Spencer Hill Rd | Hornell | NY | 14843 | Steuben | 42.3153 | -77.5383 | NPCC | NYIS | New York Independent System Operator |  | 22 | NR | 2 | IPP Non-CHP | N |  | N |  | Y | ER11-3407-000 | N | X |  | New York State Elec & Gas Corp | 13511 | NY | 115 |  |  | N
56997 | Marina Energy LLC | 57868 | L'Oreal Piscataway | 81 New England Avenue | New Brunswick | NJ | 8854 | Middlesex | 40.5543 | -74.468 | RFC | PJM | PJM Interconnection, LLC |  | 339 | NR | 6 | Industrial Non-CHP | N |  | N |  | N |  | N | X |  | Public Service Elec & Gas Co | 15477 | NJ | 12.47 | 12.47 | 12.47 | N | [5 empty] | X | X
56997 | Marina Energy LLC | 57869 | Heller Industrial Parks | 1 Industrial Road | Dayton | NJ | 8810 | Middlesex | 40.3739 | -74.4892 | RFC | PJM | PJM Interconnection, LLC |  | 22 | NR | 2 | IPP Non-CHP | N |  | N |  | N |  | N | X |  | Public Service Elec & Gas Co | 15477 | NJ | 12.47 | 12.47 | 12.47 | N | [5 empty] | X | X
57213 | Castle Rock Cooling | 57870 | Castle Rock Vineyards | 501 Richgrove Dr. | Delano | CA | 93215 | Tulare | 35.8011 | -119.1106 | WECC | CISO | California Independent System Operator |  | 493 | NR | 4 | Commercial Non-CHP | N |  | N |  | N |  | N | X |  | Southern California Edison Co | 17609 | CA | 12 |  |  | N | [5 empty] | N | N
11208 | Los Angeles Department of Water & Power | 57871 | 2555 E Olympic Bl | 2555 E Olympic Bl | Los Angeles | CA | 90023 | Los Angeles | 34.0269 | -118.2242 | WECC | LDWP | Los Angeles Department of Water and Power | NA | 484 | NR | 4 | Commercial Non-CHP | N |  | N |  | N |  | N | X |  | Los Angeles Department of Water & Power | 11208 | CA | 34.5 |  |  | N
20447 | Western Farmers Elec Coop, Inc | 57872 | LCEC Generation LLVC | 2023 Power Plant Lane | Lovington | NM | 88260 | Lea | 32.9781 | -103.3239 | SPP | SWPP | Southwest Power Pool |  | 22 | RE | 1 | Electric Utility | N |  | N |  | N |  |  | X |  | Lea County Electric Coop, Inc | 10817 | NM | 115 |  |  | N |  | NEW MEXICO GAS COMPANY |  |  |  | N | X
12341 | MidAmerican Energy Co | 57873 | Eclipse Wind Farm | 106 Hillcrest St | Adair | IA | 50002 | Guthrie | 41.5547 | -94.685 | MRO | MISO | Midcontinent Independent Transmission System Operator, Inc.. |  | 22 | RE | 1 | Electric Utility | N |  | N |  | N |  | N | X |  | MidAmerican Energy Co | 12341 | IA | 345 |  |  | N
12341 | MidAmerican Energy Co | 57874 | Vienna Wind Farm | 1805 East Anson St. | Marshalltown | IA | 50158 | Marshall | 42.1594 | -92.7761 | MRO | MISO | Midcontinent Independent Transmission System Operator, Inc.. |  | 22 | RE | 1 | Electric Utility | N |  | N |  | N |  | N | X |  | ITC Midwest LLC | 56161 |  | 161 |  |  | N
12341 | MidAmerican Energy Co | 57875 | Morning Light Wind Farm | 106 Hillcrest St. | Adair | IA | 50002 | Adair | 41.4542 | -94.5751 | MRO | MISO | Midcontinent Independent Transmission System Operator, Inc.. |  | 22 | RE | 1 | Electric Utility | N |  | N |  | N |  | N | X |  | MidAmerican Energy Co | 12341 | IA | 345 |  |  | N
57197 | Santa Cruz Energy LLC | 57876 | Santa Cruz Energy | 604 Dimeo Lane | Santa Cruz | CA | 95060 | Santa Cruz | 36.9733 | -122.1056 | WECC | CISO | California Independent System Operator |  | 22 | NR | 2 | IPP Non-CHP | N |  | Y | 09-3912-000 | N |  |  | X |  | Pacific Gas & Electric Co | 14328 | CA | 16 |  |  | N
57081 | WGL Energy Systems, Inc | 57879 | Perdue Salisbury Photovoltaic | 31149 Old Ocean City Road | Salisbury | MD | 21801 | Wicomico | 38.3736 | -75.5353 | RFC | PJM | PJM Interconnection, LLC |  | 22 | NR | 2 | IPP Non-CHP | N |  | N |  | N |  |  | X |  | Delmarva Power | 5027 | MD | 25 |  |  | N
57215 | Regents of the University of Minnesota | 57880 | Eolos Wind Energy Research Field Station | 2685 152nd St E | Rosemount | MN | 55068 | Dakota | 44.7283 | -93.0481 | MRO | MISO | Midcontinent Independent Transmission System Operator, Inc.. |  | 22 | NR | 2 | IPP Non-CHP | N |  | Y | QF13-574-000 | N |  | N | X |  | Northern States Power Co - Minnesota | 13781 | MN | 34.5 |  |  | N
1307 | Basin Electric Power Coop | 57881 | Pioneer Generating Station | County Hwy 5 & 56th St NW | Williston | ND | 58801 | Williams | 48.2325 | -103.9528 | MRO | SWPP | Southwest Power Pool |  | 22 | RE | 1 | Electric Utility | N |  | N |  | N |  | N | X |  | Mountrail-Williams Elec Coop | 20413 | ND | 115 |  |  | N |  | WBI ENERGY TRANSMISSION INC |  |  |  | N | X
15248 | Portland General Electric Co | 57882 | Baldock Solar Highway | 24300 NE I-5 | Aurora | OR | 97002 | Clackamas | 45.2694 | -122.7717 | WECC | PGE | Portland General Electric Company |  | 22 | RE | 1 | Electric Utility | N |  | N |  | N |  | N | X |  | Portland General Electric Co | 15248 | OR | 13 |  |  | N | [5 empty] | X
57219 | Siete Solar LLC | 57883 | Queen Creek Solar Farm | 20214 South 220th Street | Queen Creek | AZ | 85142 | Maricopa | 33.2675 | -111.6122 | WECC | SRP | Salt River Project |  | 22 | NR | 2 | IPP Non-CHP | N |  | Y | QF12-229-000 | N |  |  | X |  | Salt River Project | 16572 | AZ | 69 |  |  | N
5065 | Equistar Chemicals LP | 57884 | Lake Charles Polymers | 4101 Highway 108 S | Westlake | LA | 70669 | Calcasieu | 30.1966 | -93.322 | SPP | MISO | Midcontinent Independent Transmission System Operator, Inc.. |  | 325211 | NR | 6 | Industrial Non-CHP | N |  | N |  | N |  | N | X |  | Entergy Louisiana LLC | 11241 | LA | 69 |  |  | N |  | CENTERPOINT ENERGY INTRASTATE P LLC | TARGA MIDSTREAM SERVICES LLC |  |  | N
11118 | Lockhart Power Co | 57885 | Wellford Renewable Energy Plant | 595 Little Mountain Road | Spartanburg | SC | 29385 | Spartanburg | 35.0012 | -82.1303 | SERC | DUK | Duke Energy Carolinas |  | 22 | RE | 1 | Electric Utility | N |  | N |  | N |  | N | X |  | Duke Energy Carolinas, LLC | 5416 | SC | 12.47 |  |  | N
11118 | Lockhart Power Co | 57886 | City West Diesel Plant | 198 Times Blvd | Union | SC | 29379 | Union | 34.7225 | -81.6469 | SERC | DUK | Duke Energy Carolinas |  | 22 | RE | 1 | Electric Utility | N |  | N |  | N |  | N | X |  | Lockhart Power Co | 11118 | SC | 34.5 |  |  | N
57257 | Wildcat Wind, LLC | 57887 | Wildcat Wind | 2211 Power Plant Lane | Lovington | NM | 88260 | Lea | 32.9528 | -103.2853 | SPP | SWPP | Southwest Power Pool |  | 22 | NR | 2 | IPP Non-CHP | N |  | N |  | Y | 12-42-000 | N | X |  | Lea County Electric Coop, Inc | 10817 | NM | 115 |  |  | N
57256 | Harvest II Windfarm, LLC | 57888 | Harvest 2 | 250 N Maxwell Road | Elkton | MI | 48731 | Huron | 43.8556 | -83.1669 | RFC | MISO | Midcontinent Independent Transmission System Operator, Inc.. |  | 22 | NR | 2 | IPP Non-CHP | N |  | Y | 12-522-000 | N |  | N | X |  | ITC Transmission | 56068 | MI | 120 |  |  | N
56627 | DeWind Co. | 57889 | KODE Novus II | 2572 Mile 31 Road | Guymon | OK | 73942 | Texas | 36.549 | -101.4959 | SPP | SWPP | Southwest Power Pool |  | 22 | NR | 2 | IPP Non-CHP | N |  | Y | 11-235-000 | N |  |  | X |  | Southwestern Public Service Co | 17718 | TX | 345 |  |  | N
58208 | Horse Butte Wind I, LLC | 57890 | Horse Butte Wind I, LLC | 2801 East 14th North | Iona | ID | 83427 | Bonneville | 43.3864 | -111.7264 | WECC | BPAT | Bonneville Power Administration |  | 22 | NR | 2 | IPP Non-CHP | N |  | N |  | N |  | N | X |  | Bonneville Power Administration | 1738 | ID | 115 |  |  | N
14328 | Pacific Gas & Electric Co | 57891 | Guernsey Solar Station | 21024 10 1/2 Ave. | Hanford | CA | 93230 | Kings | 36.1639 | -119.6506 | WECC | CISO | California Independent System Operator |  | 22 | RE | 1 | Electric Utility | N |  | N |  | N |  |  | X |  | Pacific Gas & Electric Co | 14328 | CA | 12 |  |  | N
14328 | Pacific Gas & Electric Co | 57892 | Gates Solar Station | 17115 W. Gale Ave. | Huron | CA | 93234 | Fresno | 36.1764 | -120.1142 | WECC | CISO | California Independent System Operator |  | 22 | RE | 1 | Electric Utility | N |  | N |  | N |  |  | X |  | Pacific Gas & Electric Co | 14328 | CA | 12 |  |  | N
11770 | City of Martinsville - (VA) | 57893 | Martinsville LFG Generator | 225 Arden Circle | Martinsville | VA | 24112 | Henry | 36.7172 | -79.8453 | RFC | PJM | PJM Interconnection, LLC | Smith River | 22 | RE | 1 | Electric Utility | N |  | N |  | N |  | N | X |  | City of Martinsville - (VA) | 11770 | VA | 12.47 |  |  | N |  | TRANSCONTINENTAL GAS PIPELINE |  |  |  | N
6455 | Duke Energy Florida, LLC | 57894 | Levy Nuclear Plant | 16231 SE Highway 19 | Inglis | FL | 34449 | Levy | 29.0722 | -82.6203 | FRCC | FPC | Progress Energy Florida | Gulf of Mexico | 22 | RE | 1 | Electric Utility | N |  | N |  | N |  | N | X |  | Progress Energy Florida Inc | 6455 | FL | 500 |  |  | N | [5 empty] | X | X
57262 | Kern County Water Agency | 57895 | Improvement Dst No. 4 | 811 Nadine Lane | Bakersfield | CA | 93308 | Kern | 35.4028 | -119.0386 | WECC | CISO | California Independent System Operator |  | 22131 | NR | 4 | Commercial Non-CHP | N |  | N |  | N |  | N | X |  | Pacific Gas & Electric Co | 14328 | CA | 4.16 |  |  | N | [5 empty] | N | X
57258 | Concord Energy LLC | 57896 | Concord Energy | 5185 Morehead Rd | Concord | NC | 28027 | Cabarrus | 35.346 | -80.6704 | SERC | DUK | Duke Energy Carolinas |  | 22 | NR | 2 | IPP Non-CHP | N |  | Y | 09-391-000 | N |  |  | X |  | Duke Energy Carolinas, LLC | 5416 | NC | 12.5 |  |  | N
57259 | Richmond Energy LLC | 57897 | Richmond Energy | 1700 Darby Town Road | Henrico | VA | 23231 | Henrico | 37.5058 | -77.3739 | SERC | PJM | PJM Interconnection, LLC |  | 22 | NR | 2 | IPP Non-CHP | N |  | Y | 08-678-000 | N |  |  | X |  | Old Dominion Electric Coop | 40229 |  | 34.5 |  |  | N
17445 | Solid Waste Authority of Palm Beach Co | 57898 | Palm Beach Renewable Energy Facility 2 | 6501 North Jog Road | West Palm Beach | FL | 33412 | Palm Beach | 26.7724 | -80.1418 | FRCC | FPL | Florida Power & Light Company | Wells | 22 | NR | 2 | IPP Non-CHP | N |  | N |  | N |  | N | X |  | Florida Power & Light Co | 6452 | FL | 138 |  |  | N | FLORIDA PUBLIC UTILITIES |  |  |  |  | N
9128 | Hurricane City Power | 57899 | Hurricane City Power | 526 West 600 North | Hurricane | UT | 84737 | Washington | 37.1856 | -113.2975 | WECC | PACE | PacifiCorp - East |  | 22 | RE | 1 | Electric Utility | N |  | N |  | N |  | N | X |  | Hurricane City Power | 9128 | UT | 7.2 |  |  | N | QUESTAR GAS COMPANY | Other - Please explain in pipeline notes below. |  |  | Does not have pipeline connection other than LDC | N | N
17609 | Southern California Edison Co | 57900 | Solar Photovoltaic Project #48 | 1651 California | Redlands | CA | 92374 | San Bernardino | 34.0811 | -117.2281 | WECC | CISO | California Independent System Operator |  | 22 | RE | 1 | Electric Utility | N |  | N |  | N |  |  | X |  | Southern California Edison Co | 17609 | CA | 12 |  |  | N
13584 | NRG El Segundo Operations Inc | 57901 | El Segundo Energy Center LLC | 301 Vista Del Mar Blvd | El Segundo | CA | 90245 | Los Angeles | 33.9106 | -118.425 | WECC | CISO | California Independent System Operator | Air Cooled | 22 | NR | 2 | IPP Non-CHP | N |  | N |  | N |  | N | X |  | Southern California Edison Co | 17609 | CA | 230 |  |  | N | SOUTHERN CALIFORNIA GAS COMPANY |  |  |  |  | X
57272 | Kootenai Electric Cooperative Inc | 57902 | Fighting Creek LFGTE Plant | 22089 South HWY 95 | Coeur d'Alene | ID | 83814 | Kootenai | 47.5317 | -116.93 | WECC | AVA | Avista Corporation |  | 22 | RE | 1 | Electric Utility | N |  | Y | 11-178 | Y | 11-178 | N | X |  | Kootenai Electric Cooperative | 10454 | ID | 24.9 |  |  | N | [5 empty] | N | X
40580 | Southern Minnesota Mun P Agny | 57903 | SMMPA Methane Energy Facility | 1756 180th Ave | Mora | MN | 55051 | Kanabec | 45.8478 | -93.3542 | MRO | MISO | Midcontinent Independent Transmission System Operator, Inc.. |  | 22 | RE | 1 | Electric Utility | N |  | N |  | N |  |  | X |  | Southern Minnesota Mun P Agny | 40580 |  | 12.47 |  |  | N
57273 | SS San Antonio West LLC | 57904 | San Antonio West Solar Rooftop | 15710 San Antonio | Chino | CA | 91708 | Riverside | 33.9656 | -117.6591 | WECC | CISO | California Independent System Operator |  | 22 | NR | 2 | IPP Non-CHP | N |  | N |  | N |  |  | X |  | Southern California Edison Co | 17609 | CA | 480 |  |  | N
57281 | University of Cincinnati | 57908 | Central Utility Plant Cincinnati | 3000 Glendora Avenue | Cincinnati | OH | 45221 | Hamilton | 39.1345 | -84.5094 | RFC | PJM | PJM Interconnection, LLC | City Water | 611 | NR | 5 | Commercial CHP | N |  | N |  | N |  | N | X |  | Duke Energy Ohio Inc | 3542 | OH | 138 |  |  | N | DUKE ENERGY OHIO |  |  |  |  | N | X
57282 | Piedmont Green Power LLC | 57909 | Piedmont Green Power | 100 Legacy Park Drive | Barnesville | GA | 30204 | Lamar | 33.0453 | -84.1256 | SERC | SOCO | Southern Company Services, Inc. - Trans | City of Barnesville | 22 | NR | 2 | IPP Non-CHP | N |  | Y | 11-2 | N |  | N | X |  | Georgia Power Co | 7140 | GA | 115 |  |  | N
12894 | City of Moorhead - (MN) | 57910 | Centennial Generating Station | 717 SE Main Avenue | Moorhead | MN | 56560 | Clay | 46.8661 | -96.7464 | MRO | SWPP | Southwest Power Pool |  | 22 | RE | 1 | Electric Utility | N |  | N |  | N |  | N | X |  | City of Moorhead - (MN) | 12894 | MN | 115 | 12.47 |  | N | [5 empty] | N | X
57285 | Roseburg LFG Energy LLC | 57911 | Roseburg LFG | 384 McClain West Avenue | Roseburg | OR | 97470 | Douglas | 43.1861 | -123.3803 | WECC | PACW | PacifiCorp - West |  | 22 | NR | 2 | IPP Non-CHP | N |  | Y | 11-86-001 | N |  | N | X |  | PacifiCorp | 14354 | OR | 20.8 |  |  | N | [5 empty] | N | N
49893 | Invenergy Services LLC | 57912 | Grand Ridge Solar Farm | 1450 E. 21st Road | Marseilles | IL | 61634 | LaSalle | 41.1434 | -88.7583 | RFC | PJM | PJM Interconnection, LLC |  | 22 | NR | 2 | IPP Non-CHP | N |  | Y | 11-496-000 | Y | EG11-127-000 | N | X |  | Commonwealth Edison Co | 4110 | IL | 34.5 |  |  | N
15399 | Avangrid Renewables LLC | 57913 | Tule Wind LLC | 3352 McCaln Valley Rd | Boulevard | CA | 91905 | San Diego | 32.6639 | -116.2897 | WECC | CISO | California Independent System Operator |  | 22 | NR | 2 | IPP Non-CHP | N |  | N |  | N |  |  | X |  | San Diego Gas & Electric Co | 16609 | CA | 138 |  |  | N
57296 | Sidney Sugars Incorporated | 57914 | Sidney MT Plant | 35140 County Road 125 | Sidney | MT | 59270 | Richland | 47.7172 | -104.1356 | MRO | NWMT | NorthWestern Energy (NWMT) | Factory Lake | 311 | NR | 7 | Industrial CHP | N |  | N |  | N |  | Y | N | OP | Montana-Dakota Utilities Co | 12199 | MT | 0.48 |  |  | N | MONTANA DAKOTA UTILITIES CO | WBI ENERGY TRANSMISSION INC |  |  |  | N | N
57297 | Tronox | 57915 | Tronox | 580 Westvaco Road | Green River | WY | 82935 | Sweetwater | 41.6217 | -109.8119 | WECC | PACE | PacifiCorp - East | Green River | 2123 | NR | 7 | Industrial CHP | N |  | N |  | N |  | Y | N | OP | PacifiCorp | 14354 | WY | 34.5 |  |  | N |  | QUESTAR P L CO |  |  |  | N
57299 | Spreckels Sugar Company | 57916 | Spreckels Sugar Company | 395 W Keystone Road | Brawley | CA | 92227 | Imperial | 32.9111 | -115.5681 | WECC | IID | Imperial Irrigation District | Imperial Irrigation District | 311 | NR | 7 | Industrial CHP | N |  | N |  | N |  | N | X |  | Imperial Irrigation District | 9216 | CA | 4.16 |  |  | N | THE GAS COMPANY LLC |  |  |  |  | N | X
57302 | Sonoco Products Co | 57919 | Sonoco Products Co | 1 North 2nd Street | Hartsville | SC | 29550 | Darlington | 34.3853 | -80.0678 | SERC | CPLE | Progress Energy Carolinas - EAST | Wells | 32213 | NR | 7 | Industrial CHP | N |  | N |  | N |  | N | X |  | Duke Energy Progress - (NC) | 3046 | SC | 115 |  |  | N | SOUTH CAROLINA ELEC AND GAS CO |  |  |  |  | N
15399 | Avangrid Renewables LLC | 57920 | Dolan Springs |  | Dolan Springs | AZ | 80411 | Mohave | 35.61 | -114.26 | WECC | WALC | Western Area Power Administration - Desert Southwest Region |  | 22 | NR | 2 | IPP Non-CHP | N |  | N |  | N |  |  | X |  | Western Area Power Administration - Rock | 27000 | CO | 345 |  |  | N
15399 | Avangrid Renewables LLC | 57921 | Kettleman Solar |  | Avenal | CA | 93204 | Kings | 35.99 | -120.12 | WECC | CISO | California Independent System Operator |  | 22 | NR | 2 | IPP Non-CHP | N |  | N |  | N |  |  | X |  | Pacific Gas & Electric Co | 14328 | CA | 69 |  |  | N
15399 | Avangrid Renewables LLC | 57922 | Dry Lake Solar | 123 Dry Lake Solar Road | Snowflake | AZ | 85937 | Navajo | 34.5133 | -110.0783 | WECC | AZPS | Arizona Public Service Company |  | 22 | NR | 2 | IPP Non-CHP | N |  | N |  | N |  |  | X |  | Arizona Public Service Co | 803 | AZ | 69 |  |  | N
15399 | Avangrid Renewables LLC | 57923 | Tierra Bonita Solar | 123 Tierra Bonita Solar | Palmdale | CA | 93550 | Los Angeles | 34.5794 | -118.1165 | WECC | CISO | California Independent System Operator |  | 22 | NR | 2 | IPP Non-CHP | N |  | N |  | N |  |  | X |  | Southern California Edison Co | 17609 | CA | 69 |  |  | N
15399 | Avangrid Renewables LLC | 57924 | Klamath Solar | 123 Klamath Solar | Klamath Falls | OR | 97601 | Klamath | 42.225 | -121.7817 | WECC | PACW | PacifiCorp - West |  | 22 | NR | 2 | IPP Non-CHP | N |  | N |  | N |  |  | X |  | PacifiCorp | 14354 | OR | 69 |  |  | N
57305 | Wright Patterson AFB | 57926 | Heat Plant 770 | 2711 Kauffman Avenue | Wright Patterson AFB | OH | 45433 | Greene | 39.7941 | -84.0805 | RFC | PJM | PJM Interconnection, LLC | Wells | 92 | NR | 5 | Commercial CHP | N |  | N |  | N |  | N | X |  | Dayton Power & Light Co | 4922 | OH | 12.47 |  |  | N |  | VECTREN ENERGY DELIVERY OF OHIO |  |  |  | N
15399 | Avangrid Renewables LLC | 57927 | Baffin Wind | 123 Baffin Road | Sarita | TX | 78385 | Kenedy | 27.2231 | -97.7892 | TRE | ERCO | Electric Reliability Council of Texas, Inc. |  | 22 | NR | 2 | IPP Non-CHP | N |  | N |  | N |  |  | X |  | AEP Texas Central Company | 3278 | TX | 345 |  |  | N
57306 | Southern Illinois University Carbondale | 57928 | SIUC | 210 Physical Plant Drive | Carbondale | IL | 62901 | Jackson | 37.7119 | -89.215 | SERC | MISO | Midcontinent Independent Transmission System Operator, Inc.. | Municipality | 611 | NR | 5 | Commercial CHP | N |  | N |  | N |  | N | X |  | Ameren Illinois Company | 56697 | IL | 34.5 |  |  | N |  | AMEREN ILLINOIS
57281 | University of Cincinnati | 57929 | East Campus Utility Plant | 3220 Eden Avenue | Cincinnati | OH | 45267 | Hamilton | 39.1379 | -84.5049 | RFC | PJM | PJM Interconnection, LLC | City Water | 611 | NR | 4 | Commercial Non-CHP | N |  | N |  | N |  | N | X |  | Duke Energy Ohio Inc | 3542 | OH | 12 |  |  | N | DUKE ENERGY OHIO |  |  |  |  | N | X
61055 | FRB Solar LLC | 57930 | Amonix UASTP Solar Power Station | 9070 South Rita Road | Tucson | AZ | 85747 | Pima | 32.1081 | -110.8247 | WECC | TEPC | Tucson Electric Power Company |  | 22 | NR | 2 | IPP Non-CHP | N |  | N |  | N |  |  | X |  | Tucson Electric Power Co | 24211 | AZ | 13.8 |  |  | N | [5 empty] | N | X
57309 | Holyoke Solar LLC | 57931 | Holyoke Solar Cooperative at Mueller | 91 Mueller Road | Holyoke | MA | 1040 | Hampden | 42.1909 | -72.6824 | NPCC | ISNE | ISO New England Inc. |  | 22 | NR | 2 | IPP Non-CHP | N |  | Y | QF12-267-000 | N |  |  | X |  | City of Holyoke - (MA) | 8774 | MA | 13.8 |  |  | N | [5 empty] | N
57310 | General Motors LLC | 57932 | Wentzville Assembly & Contiguous | 1500 East Route A | Wentzville | MO | 63385 | St Charles | 38.82 | -90.8181 | SERC | MISO | Midcontinent Independent Transmission System Operator, Inc.. | PWSD 2 of St. Charles County | 336 | NR | 7 | Industrial CHP | N |  | N |  | N |  | N | X |  | Ameren Illinois Company | 56697 | MO | 161 |  |  | N |  | LACLEDE GAS COMPANY |  |  |  | N | X
58101 | Solar Star California II LLC | 57933 | Solar Star California II LLC | 6200 Franklin Boulevard | Sacramento | CA | 95824 | Sacramento | 38.5164 | -121.4753 | WECC | BANC | Balancing Authority of Northern California |  | 22 | NR | 2 | IPP Non-CHP | N |  | Y | 12439000 | N |  |  | X |  | Sacramento Municipal Util Dist | 16534 | CA | 21 |  |  | N
56769 | Consolidated Edison Development Inc. | 57934 | Douglas Solar | 6 Brookline Terrace | Douglas | MA | 1516 | Worcester | 42.06 | -71.73 | NPCC | ISNE | ISO New England Inc. |  | 22 | NR | 2 | IPP Non-CHP | N |  | N |  | N |  |  | X |  | New England Power Company | 13433 |  | 14 |  |  | N
7353 | Golden Valley Elec Assn Inc | 57935 | Eva Creek Wind | Mile Post 10 Ferry Road | Healy | AK | 99743 | Denali | 64.0583 | -148.9 | ASCC |  |  |  | 22 | RE | 1 | Electric Utility | N |  | N |  | N |  | Y | N | OP | Golden Valley Elec Assn Inc | 7353 | AK | 138 |  |  | N | [5 empty] | X | X
57315 | Western Sugar Cooperative | 57937 | Western Sugar Coop - Scottsbluff | 2100 East Overland Drive | Scottsbluff | NE | 69361 | Scotts Bluff | 41.8589 | -103.6344 | MRO | SWPP | Southwest Power Pool | Wells | 311 | NR | 6 | Industrial Non-CHP | N |  | N |  | N |  | Y | N | OP | Nebraska Public Power District | 13337 | NE | 4.16 |  |  | N | [5 empty] | N | N
57314 | ADA Carbon Solutions (Red River), LLC | 57938 | ADA Carbon Solutions Red River | 201 Red River Mine Road | Coushatta | LA | 71019 | Red River | 32.0039 | -93.3911 | SPP | MISO | Midcontinent Independent Transmission System Operator, Inc.. | Red River | 325188 | NR | 7 | Industrial CHP | Y | 08-67-000 | N |  | N |  | N | X |  | Cleco Power LLC | 3265 | LA | 138 |  |  | N |  | ENLINK LIG LLC |  |  |  | N | X
60947 | Tesla Inc. | 57939 | Walmart Casa Grande | 58 S Thornton Rd | Casa Grande | AZ | 85193 | Pinal | 32.8668 | -111.7718 | WECC | AZPS | Arizona Public Service Company |  | 22 | NR | 2 | IPP Non-CHP | N |  | Y | QF12-209-000, QF12-210-000 | N |  |  | X |  | Arizona Public Service Co | 803 | AZ | 0.48 |  |  | N
57317 | Wausau Paper Middletown | 57940 | Wausau Paper Middletown | 700 Columbia Avenue | Middletown | OH | 45042 | Butler | 39.52 | -84.4062 | RFC | PJM | PJM Interconnection, LLC | Miami River | 322 | NR | 7 | Industrial CHP | N |  | N |  | N |  | Y | Y | OP | Duke Energy Ohio Inc | 3542 | OH | 69 |  |  | N | [5 empty] | N | X
57318 | Constellation Solar Net Metering LLC | 57941 | Town of Uxbridge MA at Commerce Dr | 71 Commerce Drive | Uxbridge | MA | 1569 | Worcester | 42.0439 | -71.6175 | NPCC | ISNE | ISO New England Inc. |  | 22 | NR | 2 | IPP Non-CHP | N |  | Y | QF12-293-000 | N |  |  | X |  | Massachusetts Electric Co | 11804 | MA | 13.8 |  |  | N | [5 empty] | N
57319 | Constellation Solar Massachusetts LLC | 57942 | Town of Norfolk MA at Medway Branch | 33 Medway Branch Road | Norfolk | MA | 2056 | Norfolk | 42.1278 | -71.3403 | NPCC | ISNE | ISO New England Inc. |  | 22 | NR | 2 | IPP Non-CHP | N |  | Y | QF12-292-000 | N |  |  | X |  | NSTAR Electric Company | 54913 | MA | 13.8 |  |  | N | [5 empty] | N
1307 | Basin Electric Power Coop | 57943 | Lonesome Creek Station | 2648 140th Ave NW | Alexander | ND | 58831 | McKenzie | 47.7967 | -103.5786 | MRO | SWPP | Southwest Power Pool |  | 22 | RE | 1 | Electric Utility | N |  | N |  | N |  | N | X |  | McKenzie Electric Coop Inc | 12087 | ND | 115 |  |  | N |  | NORTHERN BORDER P L CO |  |  |  | N | X
17543 | South Carolina Public Service Authority | 57945 | Berkeley County Landfill | 2277 Hwy 52 | Moncks Corner | SC | 29761 | Berkeley | 33.1211 | -80.0294 | SERC | SC | South Carolina Public Service Authority |  | 22 | RE | 1 | Electric Utility | N |  | N |  | N |  | N | X |  | Berkeley Electric Coop Inc | 1613 | SC | 12.5 |  |  | N | [5 empty] | X | X
12670 | Missouri Jnt Muni.Pwr Elec. Ut. Comm. | 57946 | Fredericktown Energy Center | 47 Wulfurt Drive | Fredericktown | MO | 63465 | Madison | 37.5717 | -90.3173 | SERC | SWPP | Southwest Power Pool |  | 22 | RE | 1 | Electric Utility | N |  | N |  | N |  | N | X |  | City of Fredericktown - (MO) | 6761 | MO | 34.5 |  |  | N |  | MISSISSIPPI RIVER TRANSMISSION CORP |  |  |  | N | X
59365 | Capital Power Corporation | 57947 | Macho Springs Power I | 16730 Hatch Highway NE | Deming | NM | 88030 | Luna | 32.5543 | -107.5093 | WECC | EPE | El Paso Electric Company |  | 22 | NR | 2 | IPP Non-CHP | N |  | N |  | N |  | N | X |  | El Paso Electric Co | 5701 | NM | 345 |  |  | N
57326 | NJ Oak Solar LLC | 57948 | NJ Oak Solar Plant | 616 Elmer Road | Bridgetown | NJ | 8320 | Cumberland | 39.3806 | -75.1883 | RFC | PJM | PJM Interconnection, LLC |  | 22 | NR | 2 | IPP Non-CHP | N |  | Y | 10-683-000, 10-683-001, 10-683-002 | N |  | N | X |  | Atlantic City Electric Co | 963 | NJ | 12.47 |  |  | N | [5 empty] | X | X
57324 | Michigan Sugar Company | 57949 | MSC Sebewaing | 947 Pine | Sebewaing | MI | 48759 | Huron | 43.7411 | -83.4472 | RFC | MISO | Midcontinent Independent Transmission System Operator, Inc.. |  | 311 | NR | 7 | Industrial CHP | N |  | N |  | N |  | Y | N | OP | ITC Transmission | 56068 | MI | 4.2 |  |  | N | CONSUMERS ENERGY COMPANY |  |  |  |  | N
57324 | Michigan Sugar Company | 57950 | MSC Croswell | 159 Howard | Croswell | MI | 48422 | Sanilac | 43.2664 | -82.6192 | RFC | MISO | Midcontinent Independent Transmission System Operator, Inc.. |  | 311 | NR | 7 | Industrial CHP | N |  | N |  | N |  | Y | N | OP | City of Croswell - (MI) | 4562 | MI | 8.3 |  |  | N | SEMCO ENERGY GAS COMPANY |  |  |  |  | N
57328 | Shore Point Solar LLC | 57951 | Shore Point Solar | 100 Shore Point Drive | Freehold | NJ | 7728 | Monmouth | 40.245 | -74.2433 | RFC | PJM | PJM Interconnection, LLC |  | 22 | NR | 2 | IPP Non-CHP | N |  | N |  | N |  |  | X |  | Jersey Central Power & Lt Co | 9726 | NJ | 7.2 |  |  | N
59344 | Energy Transfer Field Services LLC | 57952 | Woodall Gas Plant | 15853 FM 277 | Briscoe | TX | 79011 | Hemphill | 35.6908 | -100.2403 | SPP | SWPP | Southwest Power Pool |  | 211 | NR | 6 | Industrial Non-CHP | N |  | N |  | N |  | N | X |  | North Plains Electric Coop Inc | 13757 | TX | 0.48 |  |  | N |  | ENERGY TRANSFER FUEL LP |  |  |  | N | X
57332 | Roquette America | 57953 | Roquette America | 1417 Exchange Street | Keokuk | IA | 52632 | Lee | 40.3892 | -91.3942 | MRO | MISO | Midcontinent Independent Transmission System Operator, Inc.. | Municipality | 311 | NR | 7 | Industrial CHP | Y | QF12-380-000;QF03-140-000 | N |  | N |  | N | X |  | ITC Midwest LLC | 56161 |  | 69 |  |  | N | LIBERTY UTILITIES NENGC CORP |  |  |  |  | N
56925 | FPLE Wind, LLC | 57956 | Minco Wind II, LLC | 491 County Road 1180 | Minco | OK | 73059 | Grady | 35.3253 | -98.0714 | SPP | SWPP | Southwest Power Pool |  | 22 | NR | 2 | IPP Non-CHP | N |  | N |  | N |  |  | X |  | Oklahoma Gas & Electric Co | 14063 | OK | 345 |  |  | N
57331 | Soitec Solar Development LLC | 57957 | LanEast Solar Farm LLC | 2167 McCain Valley Road | Boulevard | CA | 91909 | San Diego | 32.6636 | -116.2647 | WECC | CISO | California Independent System Operator |  | 22 | NR | 2 | IPP Non-CHP | N |  | N |  | N |  | N | X |  | San Diego Gas & Electric Co | 16609 | CA | 69
57331 | Soitec Solar Development LLC | 57958 | LanWest Solar Farm LLC | 40730 Old Highway 80 | Boulevard | CA | 91905 | San Diego | 32.6297 | -116.2719 | WECC | CISO | California Independent System Operator |  | 22 | NR | 2 | IPP Non-CHP | N |  | N |  | N |  | N | X |  | San Diego Gas & Electric Co | 16609 | CA | 12.4
49893 | Invenergy Services LLC | 57959 | Desert Green Solar Farm LLC | 40730 Old Highway 80 | Boulevard | CA | 91905 | San Diego | 33.2706 | -116.3481 | WECC | CISO | California Independent System Operator |  | 22 | NR | 2 | IPP Non-CHP | N |  | N |  | N |  | N | X |  | San Diego Gas & Electric Co | 16609 | CA | 69 |  |  | N
60609 | Clean Focus Renewables, Inc. | 57960 | Rugged Solar LLC | McCain Valley Road and Old Hig | Boulevard | CA | 91905 | San Diego | 32.6861 | -116.2806 | WECC | CISO | California Independent System Operator |  | 22 | NR | 2 | IPP Non-CHP | N |  | N |  | N |  | N | X |  | San Diego Gas & Electric Co | 16609 | CA | 69
57331 | Soitec Solar Development LLC | 57961 | Tierra Del Sol Solar Farm LLC | Tierra Del Sol Road | Boulevard | CA | 91905 | San Diego | 32.6331 | -116.3353 | WECC | CISO | California Independent System Operator |  | 22 | NR | 2 | IPP Non-CHP | N |  | N |  | N |  | N | X |  | San Diego Gas & Electric Co | 16609 | CA | 138
56769 | Consolidated Edison Development Inc. | 57962 | Brookfield Tehachapi 1 | 15509 70th St. | Mojave | CA | 93501 | Kern | 35.0083 | -118.2414 | WECC | CISO | California Independent System Operator |  | 22 | NR | 2 | IPP Non-CHP | N |  | N |  | N |  |  | X |  | Southern California Edison Co | 17609 | CA | 60 |  |  | N
57333 | Musselshell Wind Project LLC | 57963 | Musselshell Wind Project | 400 Mudcreek Rd. | Shawmut | MT | 59078 | Wheatland | 46.2753 | -109.4828 | WECC | NWMT | NorthWestern Energy (NWMT) |  | 22 | NR | 2 | IPP Non-CHP | N |  | Y | 10-348-001 | N |  | N | X |  | NorthWestern Energy LLC - (MT) | 12825 | MT | 115 |  |  | N
59050 | Algonquin Power Co | 57964 | Shady Oaks Wind Farm | 314 Chapman St | Compton | IL | 61318 | Lee | 41.6669 | -89.0597 | MRO | PJM | PJM Interconnection, LLC |  | 22 | NR | 2 | IPP Non-CHP | N |  | N |  | Y | 11-133-000 |  | X |  | Commonwealth Edison Co | 4110 | IL | 138 |  |  | N
57338 | Musselshell Wind Project Two LLC | 57965 | Musselshell Wind Project Two LLC | 400 Mudcreek Road | Shawmut | MT | 59078 | Wheatland | 46.2753 | -109.4828 | WECC | NWMT | NorthWestern Energy (NWMT) |  | 22 | NR | 2 | IPP Non-CHP | N |  | Y | 11-101-000 | N |  | N | X |  | NorthWestern Energy LLC - (MT) | 12825 | MT | 115 |  |  | N
57341 | Veolia Energy | 57966 | Southeast Steam Plant | 600 Main Street SE | Minneapolis | MN | 55414 | Hennepin | 44.9808 | -93.2497 | MRO | MISO | Midcontinent Independent Transmission System Operator, Inc.. | Municipality | 611 | NR | 5 | Commercial CHP | N |  | N |  | N |  | N | X |  | Northern States Power Co - Minnesota | 13781 | MN | 13.8 |  |  | N | CENTERPOINT ENERGY |  |  |  |  | N | X
57315 | Western Sugar Cooperative | 57967 | Western Sugar Coop - Torrington | 400 Main Street | Torrington | WY | 82240 | Goshen | 42.0469 | -104.1863 | WECC | WACM | Western Area Power Administration - Rocky Mountain Region | Air Cooled | 311 | NR | 7 | Industrial CHP | N |  | N |  | N |  | N | X |  | City of Torrington - (WY) | 19032 | WY | 34.5 |  |  | N | BLACK HILLS ENERGY | BLACK HILLS ENERGY |  |  | Not a gas fired generator. | N | X
57340 | Cashton Greens Wind Farm LLC | 57968 | Cashton Greens Wind Farm | 500 Organic Drive | Cashton | WI | 54619 | Monroe | 43.7339 | -90.805 | MRO | MISO | Midcontinent Independent Transmission System Operator, Inc.. |  | 22 | NR | 2 | IPP Non-CHP | N |  | Y | QF10-326-000 | N |  | N | X |  | Village of Cashton - (WI) | 3156 | WI | 4.16 |  |  | N
57344 | Hampton Lumber Mills - Washington Inc | 57969 | Darrington | 46921 Sauk Prairie Rd | Darrington | WA | 98241 | Snohomish | 48.2697 | -121.6 | WECC | BPAT | Bonneville Power Administration | Well Water | 321 | NR | 7 | Industrial CHP | N |  | Y | QF07-18 | N |  |  | X |  | 4-County Electric Power Assn | 6641 | MS | 12.4 |  |  | N
57345 | Butte-Glenn Community College District | 57970 | Butte College Main Campus Solar | 3536 Butte Campus Drive | Oroville | CA | 95965 | Butte | 39.6481 | -121.6442 | WECC | CISO | California Independent System Operator |  | 611 | NR | 4 | Commercial Non-CHP | N |  | N |  | N |  | N | X |  | Pacific Gas & Electric Co | 14328 | CA | 0.48 |  |  | N
16612 | City & County of San Francisco | 57971 | SF Southeast Cogen Plant | 1701 Jerrold Street | San Francisco | CA | 94124 | San Francisco | 37.7397 | -122.3925 | WECC | CISO | California Independent System Operator |  | 22132 | RE | 4 | Commercial Non-CHP | N |  | N |  | N |  |  | X |  | Pacific Gas & Electric Co | 14328 | CA | 12.47 |  |  | N | [5 empty] | X
57170 | EDF Renewable Asset Holdings, Inc. | 57973 | Spinning Spur Wind LLC | 111 County Road F | Vegas | TX | 79092 | Oldham | 35.2375 | -102.2031 | SPP | SWPP | Southwest Power Pool |  | 22 | NR | 2 | IPP Non-CHP | N |  | N |  | N |  |  | X |  | Southwestern Public Service Co | 17718 | TX | 345 |  |  | N
57170 | EDF Renewable Asset Holdings, Inc. | 57974 | Bobcat Bluff Wind Project LLC | 1354 Cowan Rd | Archer | TX | 76351 | Archer | 33.4931 | -98.5819 | TRE | ERCO | Electric Reliability Council of Texas, Inc. |  | 22 | NR | 2 | IPP Non-CHP | N |  | N |  | N |  |  | X |  | Oncor Electric Delivery Company LLC | 44372 | TX | 345 |  |  | N
57170 | EDF Renewable Asset Holdings, Inc. | 57975 | Spearville 3 LLC | 12350 Eagle Rd | Spearville | KS | 67876 | Ford | 37.8511 | -99.8381 | SPP | SWPP | Southwest Power Pool |  | 22 | NR | 2 | IPP Non-CHP | N |  | N |  | N |  |  | X |  | Kansas City Power & Light Co | 10000 | KS | 230 |  |  | N
56482 | Gamesa Wind US | 57976 | Pocahontas Prairie Wind Farm | 63425 230th Avenue | Pomeroy | IA | 50575 | Pocahontas | 42.5681 | -94.6581 | MRO | MISO | Midcontinent Independent Transmission System Operator, Inc.. |  | 22 | NR | 2 | IPP Non-CHP | N |  | N |  | N |  |  | X |  | MidAmerican Energy Co | 12341 | IA | 345 |  |  | N
57353 | Plumas Sierra Rural Electric Coop | 57977 | High Sierra Cogeneration Plant | 711-045 Center Road | Susanville | CA | 96130 | Lassen | 40.4128 | -120.4774 | WECC | CISO | California Independent System Operator |  | 22 | RE | 1 | Electric Utility | N |  | N |  | N |  | N | X |  | Plumas-Sierra Rural Elec Coop | 15308 | CA | 69 |  |  | N | CITY OF SUSANVILLE |  |  |  |  | N | X
40613 | Northern California Power Agny | 57978 | Lodi Energy Center | 12751 North Thornton Road | Lodi | CA | 95242 | San Joaquin | 38.0881 | -121.3875 | WECC | CISO | California Independent System Operator | Groundwater | 22 | RE | 1 | Electric Utility | N |  | N |  | N |  |  | X |  | Pacific Gas & Electric Co | 14328 | CA | 230 |  |  | N |  | PACIFIC GAS |  |  |  | N
7601 | Green Mountain Power Corp | 57979 | Kingdom Community Wind | 4957 Vt. Route 100 | Lowell | VT | 5847 | Orleans | 44.7483 | -72.4253 | NPCC | ISNE | ISO New England Inc. |  | 22 | RE | 1 | Electric Utility | N |  | N |  | N |  |  | X |  | Green Mountain Power Corp | 7601 | VT | 46 |  |  | N
56146 | Black Hills/Colorado Elec.Util | 57980 | Busch Ranch Wind Energy Farm | State Hwy 10 and County Rd 125 | Walsenburg | CO | 81089 | Huerfano | 37.8011 | -104.4919 | WECC | PSCO | Public Service Company of Colorado |  | 22 | RE | 1 | Electric Utility | N |  | N |  | N |  | N | X |  | Black Hills/Colorado Elec.Util | 56146 | CO | 115 |  |  | N | [5 empty] | X | X
59050 | Algonquin Power Co | 57981 | Senate Wind LLC | 1065 FM 1191 North | Bryson | TX | 76427 | Jack | 33.2058 | -98.3651 | TRE | ERCO | Electric Reliability Council of Texas, Inc. |  | 22 | NR | 2 | IPP Non-CHP | N |  | N |  | N |  |  | X |  | Oncor Electric Delivery Company LLC | 44372 | TX | 345 |  |  | N
57354 | X-Elio North America Inc | 57982 | Meridian Vineyards | 7000 E Highway 46 | Pasa Robles | CA | 93446 | San Luis Obispo | 35.6703 | -120.5669 | WECC | CISO | California Independent System Operator |  | 22 | NR | 2 | IPP Non-CHP | N |  | Y | 11-45-000 | N |  |  | X |  | Pacific Gas & Electric Co | 14328 | CA | 0.48 |  |  | N
57355 | Stephens Ranch Wind Energy LLC | 57983 | Stephens Ranch Wind Energy LLC | 2186 County Road 131 | O'Donnell | TX | 79351 | Borden | 32.9264 | -101.6478 | TRE | ERCO | Electric Reliability Council of Texas, Inc. |  | 22 | NR | 2 | IPP Non-CHP | N |  | N |  | N |  | N | X |  | Wind Energy Transmission Texas LLC | 60066 |  | 345 |  |  | N
4254 | Consumers Energy Co | 57984 | Lake Winds Energy Park | 4400-5140 S Stiles Rd | Ludington | MI | 49431 | Mason | 43.8719 | -86.3347 | RFC | MISO | Midcontinent Independent Transmission System Operator, Inc.. |  | 22 | RE | 1 | Electric Utility | N |  | N |  | N |  |  | X |  | Consumers Energy Co | 4254 | MI | 138 |  |  | N
57361 | SunE EPE2 LLC | 57985 | SunE EPE2 LLC | 1020 Crawford Boulevard | Las Cruces | NM | 88007 | Dona Ana | 32.2517 | -106.9133 | WECC | EPE | El Paso Electric Company |  | 22 | NR | 2 | IPP Non-CHP | N |  | Y | 12-25-000 | N |  |  | X |  | El Paso Electric Co | 5701 | NM | 24 |  |  | N
57360 | SunE EPE1 LLC | 57986 | SunE EPE1 LLC | 1122 Luna Drive | Chaparral | NM | 88081 | Dona Ana | 32.0344 | -106.341 | WECC | EPE | El Paso Electric Company |  | 22 | NR | 2 | IPP Non-CHP | N |  | Y | 12-24-000 | N |  |  | X |  | El Paso Electric Co | 5701 | NM | 13 |  |  | N
57363 | Canadian Hills Wind LLC | 57987 | Canadian Hills Wind | 14730 Calumet Road NW | El Rino | OK | 73014 | Canadian | 35.6297 | -98.0247 | SPP | SWPP | Southwest Power Pool |  | 22 | NR | 2 | IPP Non-CHP | N |  | N |  | N |  | N | X |  | Oklahoma Gas & Electric Co | 14063 | OK | 345 |  |  | N
57362 | Energy 2001 Inc | 57988 | Lincoln Landfill | 3155 Athens Ave | Lincoln | CA | 95648 | Placer | 38.8381 | -121.3419 | WECC | CISO | California Independent System Operator |  | 22 | NR | 2 | IPP Non-CHP | N |  | Y | 00-36-00 | N |  |  | X |  | Pacific Gas & Electric Co | 14328 | CA | 12 |  |  | N | [5 empty] | N | X
56769 | Consolidated Edison Development Inc. | 57989 | Groveland Solar | 513 Main Street | Groveland | MA | 1834 | Essex | 42.7511 | -71.0372 | NPCC | ISNE | ISO New England Inc. |  | 22 | NR | 2 | IPP Non-CHP | N |  | Y | 12-376 | N |  |  | X |  | New England Power Company | 13433 |  | 14 |  |  | N
56769 | Consolidated Edison Development Inc. | 57990 | Shrewsbury Solar | 239 Cherry Street | Shrewsbury | MA | 1545 | Worcester | 42.2661 | -71.6958 | NPCC | ISNE | ISO New England Inc. |  | 22 | NR | 2 | IPP Non-CHP | N |  | Y | 12-379 | N |  |  | X |  | New England Power Company | 13433 |  | 14 |  |  | N
58672 | Everpower Wind Holdings Inc | 57991 | Highland North Wind Farm | 225 Substation Road | Sidman | PA | 15955 | Cambria | 40.3196 | -78.6806 | RFC | PJM | PJM Interconnection, LLC |  | 22 | NR | 2 | IPP Non-CHP | N |  | N |  | Y | 11-3406-000 | N | X |  | Pennsylvania Electric Co | 14711 | PA | 115 |  |  | N
57365 | Consolidated Edison Solutions Inc | 57992 | Boston Scientific Solar | 500 Commander Shea Boulevard | Quincy | MA | 2171 | Norfolk | 42.2933 | -71.0339 | NPCC | ISNE | ISO New England Inc. |  | 22 | NR | 2 | IPP Non-CHP | N |  | N |  | N |  | N | X |  | New England Power Company | 13433 |  | 14 |  |  | N
58289 | NextEra Energy Desert Sunlight 300, LLC | 57993 | Desert Sunlight 300, LLC | 44810 Kaiser Rd | Desert Center | CA | 92239 | Riverside | 33.8231 | -115.3939 | WECC | CISO | California Independent System Operator |  | 22 | NR | 2 | IPP Non-CHP | N |  | N |  | N |  |  | X |  | Southern California Edison Co | 17609 | CA | 230 |  |  | N | [5 empty] | N | N
57369 | Apple, Inc | 57994 | Apple Data Center PV | 5977 Startown Road | Maiden | NC | 28650 | Catawba | 35.5881 | -81.252 | SERC | DUK | Duke Energy Carolinas |  | 518 | NR | 4 | Commercial Non-CHP | N |  | Y | 12-328-000 | N |  | N | X |  | Duke Energy Carolinas, LLC | 5416 | NC | 12.47 |  |  | N | [5 empty] | X | X
57370 | NaturEner Rim Rock Energy LLC | 57995 | NaturEner Rim Rock Energy | 669 Rim Road | Kevin | MT | 59454 | Toole | 48.8203 | -112.1033 | WECC | WWA | NaturEner Wind Watch, LLC |  | 22 | NR | 2 | IPP Non-CHP | N |  | N |  | N |  |  | X |  | Marias River Electric Coop Inc | 11643 | MT | 230 |  |  | N | [5 empty] | N | X
57372 | Auwahi Wind Energy LLC | 57996 | Auwahi Wind Energy | 20100 Piilani Hwy | Kula | HI | 96790 | Maui | 20.596 | -156.318 | HICC |  |  |  | 22 | NR | 2 | IPP Non-CHP | N |  | Y | 11-236 | N |  | N | X |  | Maui Electric Co Ltd | 11843 | HI | 69 |  |  | Y | [5 empty] | X | X
803 | Arizona Public Service Co | 57997 | Foothills Solar Plant | 12556 S Ave 12E | Yuma | AZ | 85367 | Yuma | 32.6486 | -114.4287 | WECC | AZPS | Arizona Public Service Company |  | 22 | RE | 1 | Electric Utility | N |  | N |  | N |  | N | X |  | Arizona Public Service Co | 803 | AZ | 69 |  |  | N
58672 | Everpower Wind Holdings Inc | 57998 | Twin Ridges Wind Farm | 114 Mountain Run Farm Lane | Meyersdale | PA | 15552 | Somerset | 39.7606 | -78.8747 | RFC | PJM | PJM Interconnection, LLC |  | 22 | NR | 2 | IPP Non-CHP | N |  | N |  | Y | 12-72-000 | N | X |  | The Potomac Edison Company | 15263 | PA | 138 |  |  | N
58672 | Everpower Wind Holdings Inc | 57999 | Patton Wind Farm | 124 Weber Road | Patton | PA | 16668 | Cambria | 40.6307 | -78.6961 | RFC | PJM | PJM Interconnection, LLC |  | 22 | NR | 2 | IPP Non-CHP | N |  | N |  | Y | 12-71-100 | N | X |  | Pennsylvania Electric Co | 14711 | PA | 46 |  |  | N
56215 | E ON Climate Renewables N America LLC | 58000 | Anacacho Wind Farm, LLC | 15542 Ranch Road 1572 | Brackettville | TX | 78832 | Kinney | 29.2347 | -100.2092 | TRE | ERCO | Electric Reliability Council of Texas, Inc. |  | 22 | NR | 2 | IPP Non-CHP | N |  | N |  | Y | 12-101-000 | N | X |  | Oncor Electric Delivery Company LLC | 44372 | TX | 138 |  |  | N | [5 empty] | N | X
57377 | PPG - O&M Panda Temple Power LLC | 58001 | Panda Temple Power Station | 2892 Panda Drive | Temple | TX | 76501 | Bell | 31.0558 | -97.3172 | TRE | ERCO | Electric Reliability Council of Texas, Inc. | City of Temple | 22 | NR | 2 | IPP Non-CHP | N |  | N |  | N |  | N | X |  | Oncor Electric Delivery Company LLC | 44372 | TX | 345 |  |  | N | ATMOS ENERGY CORPORATION |  |  |  |  | N | X
56769 | Consolidated Edison Development Inc. | 58002 | Alpaugh North | 5149-A Avenue 60 | Alpaugh | CA | 93201 | Tulare | 35.9025 | -119.4428 | WECC | CISO | California Independent System Operator |  | 22 | NR | 2 | IPP Non-CHP | N |  | N |  | N |  |  | X |  | Pacific Gas & Electric Co | 14328 | CA | 115 |  |  | N
56769 | Consolidated Edison Development Inc. | 58003 | Alpaugh 50 | 5149-B Avenue 60 | Alpaugh | CA | 93201 | Tulare | 35.8983 | -119.4353 | WECC | CISO | California Independent System Operator |  | 22 | NR | 2 | IPP Non-CHP | N |  | N |  | N |  |  | X |  | Pacific Gas & Electric Co | 14328 | CA | 115 |  |  | N
57378 | Granite Reliable Power | 58004 | Granite Reliable Power | 1281 Dummer Pond Road | Dummer | NH | 3588 | Coos | 44.7044 | -71.2925 | NPCC | ISNE | ISO New England Inc. |  | 22 | NR | 2 | IPP Non-CHP | N |  | N |  | N |  |  | X |  | Public Service Co of NH | 15472 | NH | 115 |  |  | N
57379 | PPG - O&M Panda Sherman Power LLC | 58005 | Panda Sherman Power Station | 510 Progress Drive | Sherman | TX | 75092 | Grayson | 33.5826 | -96.6179 | TRE | ERCO | Electric Reliability Council of Texas, Inc. | Lake Texoma | 22 | NR | 2 | IPP Non-CHP | N |  | N |  | N |  | N | X |  | Oncor Electric Delivery Company LLC | 44372 | TX | 138 |  |  | N |  | GULF CROSSING PL LLC |  |  |  | N | X
57383 | Wasatch View Solar LLC | 58006 | Salt Palace Solar Gen Plant | 100 South West Temple | Salt Lake City | UT | 84101 | Salt Lake | 40.7672 | -111.895 | WECC | PACE | PacifiCorp - East |  | 22 | NR | 2 | IPP Non-CHP | N |  | N |  | N |  | N | X |  | PacifiCorp | 14354 | UT | 480 |  |  | N | [5 empty] | X | X
57384 | Brea Power II | 58007 | Brea Expansion Plant | 1942 Valencia Ave | Brea | CA | 92821 | Orange | 33.932 | -117.8402 | WECC | CISO | California Independent System Operator | City Water | 22 | NR | 2 | IPP Non-CHP | N |  | N |  | N |  | N | X |  | Southern California Edison Co | 17609 | CA | 66 |  |  | N | [5 empty] | X | X
49893 | Invenergy Services LLC | 58008 | California Ridge Wind Energy LLC | 3429 East CR 2350 North Road | Fithian | IL | 61844 | Vermilion | 40.2117 | -87.8783 | SERC | MISO | Midcontinent Independent Transmission System Operator, Inc.. |  | 22 | NR | 2 | IPP Non-CHP | N |  | N |  | N |  | N | X |  | Ameren Illinois Company | 56697 | IL | 138 |  |  | N
57386 | SunE CPS3 LLC | 58009 | SunE CPS3 LLC | 8719 S FM 2790 | Somerset | TX | 78069 | Bexar | 29.2219 | -98.6692 | TRE | ERCO | Electric Reliability Council of Texas, Inc. |  | 22 | NR | 2 | IPP Non-CHP | N |  | Y | 12-290, 12-291 | N |  |  | X |  | City of San Antonio - (TX) | 16604 | TX | 13.6 |  |  | N
57390 | Siemens Government Technologies Inc | 58010 | WSMR I | 102 Headquarters Drive | White Sands Missile | NM | 88002 | Dona Ana | 32.3958 | -106.4772 | WECC | EPE | El Paso Electric Company |  | 22 | NR | 2 | IPP Non-CHP | N |  | N |  | N |  | N | X |  | El Paso Electric Co | 5701 | NM | 12.47 |  |  | N
57389 | IKEA Property Inc | 58011 | IKEA Savannah 490 | 202 Little Hearst Parkway | Port Wentworth | GA | 31407 | Chatham | 32.1775 | -81.1738 | SERC | SOCO | Southern Company Services, Inc. - Trans |  | 53 | NR | 4 | Commercial Non-CHP | N |  | N |  | N |  | N | X |  | Georgia Power Co | 7140 | GA | 0.48 |  |  | N | [5 empty] | N | N
57389 | IKEA Property Inc | 58012 | IKEA Tampa 042 | 1103 N 22nd St. | Tampa | FL | 33605 | Hillsborough | 27.9539 | -82.4325 | FRCC | TEC | Tampa Electric Company |  | 53 | NR | 4 | Commercial Non-CHP | N |  | N |  | N |  | N | X |  | Tampa Electric Co | 18454 | FL | 0.48 |  |  | N
57389 | IKEA Property Inc | 58013 | IKEA Round Rock 027 | 1 IKEA Way | Round Rock | TX | 78664 | Williamson | 30.557 | -97.6903 | TRE | ERCO | Electric Reliability Council of Texas, Inc. |  | 53 | NR | 4 | Commercial Non-CHP | N |  | N |  | N |  | N | X |  | Oncor Electric Delivery Company LLC | 44372 | TX | 0.48 |  |  | N
57389 | IKEA Property Inc | 58014 | IKEA Perryville 460 | 100 IKEA Way | Perryville | MD | 21903 | Cecil | 39.5608 | -76.0553 | RFC | PJM | PJM Interconnection, LLC |  | 53 | NR | 4 | Commercial Non-CHP | N |  | N |  | N |  | N | X |  | Delmarva Power | 5027 | MD | 0.48 |  |  | N
57389 | IKEA Property Inc | 58015 | IKEA College Park 411 | 10100 Baltimore Ave. | College Park | MD | 20740 | Prince Georges | 39.021 | -76.926 | RFC | PJM | PJM Interconnection, LLC |  | 53 | NR | 4 | Commercial Non-CHP | N |  | N |  | N |  | N | X |  | Potomac Electric Power Co | 15270 | MD | 0.48 |  |  | N
57389 | IKEA Property Inc | 58016 | IKEA Westhampton 061 | 100 IKEA Drive | Westampton | NJ | 8060 | Burlington | 40.0139 | -74.8536 | RFC | PJM | PJM Interconnection, LLC |  | 53 | NR | 4 | Commercial Non-CHP | N |  | N |  | N |  | N | X |  | Public Service Elec & Gas Co | 15477 | NJ | 0.48 |  |  | N
57391 | Copper Mountain Solar 2, LLC | 58017 | Copper Mountain Solar 2 | 585 Eldorado Valley Drive | Boulder City | NV | 89005 | Clark | 35.7864 | -114.9628 | WECC | CISO | California Independent System Operator |  | 22 | NR | 2 | IPP Non-CHP | N |  | N |  | Y | EG12-59 | N | X |  | San Diego Gas & Electric Co | 16609 | CA | 230 |  |  | N | [5 empty] | N | X
57395 | Shooting Star Power Partners, LLC | 58018 | Shooting Star | 10252 10th Avenue | Mullinville | KS | 67109 | Kiowa | 37.5189 | -99.4464 | SPP | SWPP | Southwest Power Pool |  | 22 | NR | 2 | IPP Non-CHP | N |  | N |  | Y | 12-69-000 | N | X |  | Victory Electric Coop Assn Inc | 19820 | KS | 115 |  |  | N
57396 | High Mesa Energy, LLC | 58019 | High Mesa | 6136 N 11 E | King Hill | ID | 83332 | Elmore | 42.88 | -115.0367 | WECC | IPCO | Idaho Power Company |  | 22 | NR | 2 | IPP Non-CHP | N |  | Y | 13-77-000 | N |  | N | X |  | Idaho Power Co | 9191 | ID | 138 |  |  | N
57397 | Beebe Renewable Energy, LLC | 58020 | Beebe Renewable Energy LLC | 5176 E Pierce Road | Ithaca | MI | 48847 | Gratiot | 43.2569 | -84.4997 | RFC | MISO | Midcontinent Independent Transmission System Operator, Inc.. |  | 22 | NR | 2 | IPP Non-CHP | N |  | N |  | Y | 12-92-000 | N | X |  | Michigan Electric Transmission Company | 56163 | MI | 345 |  |  | N
57398 | Whitetail Wind Energy, LLC | 58021 | Whitetail | 18724 State Highway 359 | Oilton | TX | 78731 | Webb | 27.4881 | -99.0053 | TRE | ERCO | Electric Reliability Council of Texas, Inc. |  | 22 | NR | 2 | IPP Non-CHP | N |  | N |  | Y | 13-50-000 | N | X |  | AEP Texas Central Company | 3278 | TX | 138 |  |  | N
50147 | US Geothermal Inc. | 58022 | Neal Hot Springs Geothermal Project | 2801 Bully Creek Road | Vale | OR | 97918 | Malheur | 44.0231 | -117.4681 | WECC | IPCO | Idaho Power Company |  | 22 | NR | 2 | IPP Non-CHP | N |  | N |  | Y | 12-389-000 | N | X |  | Idaho Power Co | 9191 | OR | 69 |  |  | N | [5 empty] | N | X
57400 | Evergreen Community Power, LLC | 58023 | Evergreen Community Power | 802 South Street | Reading | PA | 19602 | Berks | 40.3256 | -75.9228 | RFC | PJM | PJM Interconnection, LLC | GW | 322 | NR | 7 | Industrial CHP | N |  | N |  | N |  | N | X |  | Metropolitan Edison Co | 12390 | PA | 69 |  |  | N | UGI UTILITIES |  |  |  |  | N
56211 | KCP&L Greater Missouri Operations Co | 58024 | St Joseph Landfill Generating Station | 9431 50th Road Southeast | St Joseph | MO | 64507 | Buchanan | 39.6744 | -94.7761 | SPP | SWPP | Southwest Power Pool |  | 22 | RE | 1 | Electric Utility | N |  | N |  | N |  |  | X |  | KCP&L Greater Missouri Operations Co. | 12698 | MO | 12.47 |  |  | N | [5 empty] | N
57401 | Mt Wachusett Community College | 58025 | Mt Wachusett Community College | 444 Green Street | Gardner | MA | 1440 | Worcester | 42.5886 | -71.9842 | NPCC | ISNE | ISO New England Inc. |  | 611 | NR | 4 | Commercial Non-CHP | N |  | N |  | N |  | N | X |  | Massachusetts Electric Co | 11804 | MA | 13.8 |  |  | N
57402 | Spruce Mountain Wind LLC | 58026 | Spruce Mountain WInd | 1551 Granite Ledge Road | Bryant Pond | ME | 4219 | Oxford | 44.4156 | -70.5598 | NPCC | ISNE | ISO New England Inc. |  | 22 | NR | 2 | IPP Non-CHP | N |  | Y | 11-167 | N |  | N | X |  | Central Maine Power Co | 3266 | ME | 34.5 |  |  | N
57403 | SunE CPS2 LLC | 58027 | SunE CPS2 LLC | 3580 Valley Rd | San Antonio | TX | 78221 | Bexar | 29.245 | -98.4183 | TRE | ERCO | Electric Reliability Council of Texas, Inc. |  | 22 | NR | 2 | IPP Non-CHP | N |  | Y | 12-287 | N |  |  | X |  | City of San Antonio - (TX) | 16604 | TX | 13.6 |  |  | N
57389 | IKEA Property Inc | 58028 | IKEA Tejon 345 | 4104 Industrial Park Drive | Lebec | CA | 93243 | Kern | 34.9753 | -118.9469 | WECC | CISO | California Independent System Operator |  | 53 | NR | 4 | Commercial Non-CHP | N |  | N |  | N |  | N | X |  | Pacific Gas & Electric Co | 14328 | CA | 0.48 |  |  | N
57311 | Constellation Solar Federal LLC | 58029 | Constellation New Energy Inc | 7-12 Reeves Station Road | Medford | NJ | 1040 | Burlington | 39.9289 | -74.8181 | RFC | PJM | PJM Interconnection, LLC |  | 22 | NR | 2 | IPP Non-CHP | N |  | Y | 12-78 | N |  |  | X |  | Public Service Elec & Gas Co | 15477 | NJ | 13.8 |  |  | N | [5 empty] | N
56990 | NJR Clean Energy Ventures Corporation | 58030 | Reeves Station Rd East | 27 Reeves Station Road | Medford | NJ | 8055 | Burlington | 39.9283 | -74.8144 | RFC | PJM | PJM Interconnection, LLC |  | 22 | NR | 2 | IPP Non-CHP | N |  | N |  | N |  | N | X |  | Public Service Elec & Gas Co | 15477 | NJ | 13.2 |  |  | N | [5 empty] | N | X
57365 | Consolidated Edison Solutions Inc | 58032 | Padelford Solar | 32 Padelford Street | Berkley | MA | 2779 | Bristol | 41.8533 | -71.065 | NPCC | ISNE | ISO New England Inc. |  | 22 | NR | 2 | IPP Non-CHP | N |  | Y | 12-471 | N |  | N | X |  | City of Taunton | 18488 | MA | 13 |  |  | N
57405 | NLH1 Solar LLC | 58034 | Nickel 1 Solar Facility | 20732 GP Road | Lost Hills | CA | 93249 | Kern | 35.6473 | -119.7165 | WECC | CISO | California Independent System Operator |  | 22 | NR | 2 | IPP Non-CHP | N |  | N |  | N |  |  | X |  | Pacific Gas & Electric Co | 14328 | CA | 21 |  |  | N
57406 | Deepwater Wind Block Island LLC | 58035 | Block Island Wind Farm | Offshore 3.5 Southeast of Bloc | NA | RI | 2807 | Washington | 41.1147 | -71.5211 | NPCC | ISNE | ISO New England Inc. |  | 22 | NR | 2 | IPP Non-CHP | N |  | N |  | N |  | N | X |  | The Narragansett Electric Co | 13214 | RI | 34.5 |  |  | N | [5 empty] | X | X
57407 | Riverside Renewable Energy | 58036 | Riverside Renewable Energy LLC | 101 S King Street | Gloucester City | NJ | 8003 | Camden | 39.9031 | -75.1258 | RFC | PJM | PJM Interconnection, LLC |  | 22 | NR | 2 | IPP Non-CHP | N |  | Y | 11-259-000 | N |  |  | X |  | Public Service Elec & Gas Co | 15477 | NJ | 23.3 |  |  | N
57408 | Constellation Solar Arizona LLC | 58037 | Buckeye Union HS District 201 | 3000 South Apache Road | Buckeye | AZ | 85326 | Maricopa | 33.4192 | -112.5761 | WECC | AZPS | Arizona Public Service Company |  | 22 | NR | 2 | IPP Non-CHP | N |  | Y | 12-211 | N |  |  | X |  | Arizona Public Service Co | 803 | AZ | 0.48 |  |  | N | [5 empty] | N
57409 | Buffalo Center Wind LLC | 58038 | Buffalo Center Wind LLC | 2370 430th Street | Little Cedar | IA | 50454 | Mitchell | 43.3858 | -92.7594 | MRO | MISO | Midcontinent Independent Transmission System Operator, Inc.. |  | 22 | NR | 2 | IPP Non-CHP | N |  | Y | 12-321-000 | N |  |  | X |  | 4-County Electric Power Assn | 6641 | MS | 12.75 |  |  | N
57410 | RET Modesto Solar LLC | 58039 | RET Modesto Solar | 6800 McHenry Avenue | Modesto | CA | 95356 | Stanislaus | 37.7342 | -120.9956 | WECC | CISO | California Independent System Operator |  | 22 | NR | 2 | IPP Non-CHP | N |  | Y | QF12-434 | N |  | N | X |  | Modesto Irrigation District | 12745 | CA | 69 |  |  | N
57411 | KDC Solar O&M LLC | 58040 | United Stationers Supply Solar Electric | 100 Liberty Way | Cranbury | NJ | 8512 | Middlesex | 40.3206 | -74.5017 | RFC | PJM | PJM Interconnection, LLC |  | 421 | NR | 4 | Commercial Non-CHP | N |  | Y | 11-472-000 | N |  | N | X |  | Public Service Elec & Gas Co | 15477 | NJ | 13 |  |  | N | [5 empty] | X | X
57412 | Chisholm View Wind Project | 58041 | Chisholm View Wind Project | 15930 N 150th Street | Hunter | OK | 74640 | Garfield | 36.5747 | -97.6736 | SPP | SWPP | Southwest Power Pool |  | 22 | NR | 2 | IPP Non-CHP | N |  | N |  | Y | ER12-2448-001 |  | X |  | Oklahoma Gas & Electric Co | 14063 | OK | 345.5 |  |  | N
57413 | Black Mountain Solar LLC | 58042 | Black Mountain Solar LLC | 7025 S Yuma Road | Golden Valley | AZ | 86413 | Mohave | 35.0227 | -114.1627 | WECC | AZPS | Arizona Public Service Company |  | 22 | NR | 2 | IPP Non-CHP | N |  | Y | 13,24,000 | N |  |  | X |  | UNS Electric, Inc | 19728 | AZ | 20.5 |  |  | N
57414 | Eli Lilly and Company | 58043 | Lilly Technical Center | 1555 S Harding Street | Indianapolis | IN | 46221 | Marion | 39.7475 | -86.1831 | RFC | MISO | Midcontinent Independent Transmission System Operator, Inc.. | Citizen's Thermal Energy | 325 | NR | 6 | Industrial Non-CHP | N |  | N |  | N |  | N | X |  | Indianapolis Power & Light Co | 9273 | IN | 138 |  |  | N
57416 | Acciona Energy USA Global, LLC | 58044 | Anchor Wind, LLC | 698 160th Street | Mechanicsville | IA | 52306 | Cedar | 41.8508 | -91.2342 | MRO | MISO | Midcontinent Independent Transmission System Operator, Inc.. |  | 22 | NR | 2 | IPP Non-CHP | N |  | Y | QF12-329-000 | N |  | N | X |  | Central Iowa Power Cooperative | 3258 |  | 69 |  |  | N | [5 empty] | X | X
57417 | Zephyr Wind LLC | 58045 | Community Wind South | 18957 Jones Avenue | Rushmore | MN | 56168 | Nobles | 43.7136 | -95.8028 | MRO | MISO | Midcontinent Independent Transmission System Operator, Inc.. |  | 22 | NR | 2 | IPP Non-CHP | N |  | N |  | N |  |  | X |  | Northern States Power Co | 13780 | MN | 161 |  |  | N | [5 empty] | X | X
57422 | PPG Ind Fiber Glass Prdcts Inc | 58046 | Works 53 | 473 New Jersey Church Road | Lexington | NC | 27292 | Davidson | 35.755 | -80.2778 | SERC | DUK | Duke Energy Carolinas |  | 327 | NR | 6 | Industrial Non-CHP | N |  | N |  | N |  | N | X |  | Duke Energy Carolinas, LLC | 5416 | NC | 480 |  |  | N | [5 empty] | N | X
57423 | PPG Monroeville Chemicals Center | 58047 | PPG Monroeville Chemicals Center | 440 College Park Drive | Monroeville | PA | 15146 | Allegheny | 40.4422 | -79.7311 | RFC | PJM | PJM Interconnection, LLC |  | 541 | NR | 4 | Commercial Non-CHP | N |  | N |  | N |  | N | X |  | Duquesne Light Co | 5487 | PA | 23 |  |  | N
57421 | BayWa r.e Wind LLC | 58048 | BayWa r.e Mozart LLC | 17839 Hwy 70 | Jayton | TX | 79528 | Kent | 32.9697 | -100.5242 | TRE | ERCO | Electric Reliability Council of Texas, Inc. |  | 22 | NR | 2 | IPP Non-CHP | N |  | N |  | N |  | N | X |  | AEP Texas North Company | 20404 | TX | 69 |  |  | N | [5 empty] | N | X
57420 | Jordache Enterprises | 58049 | Jordache Enterprises Solar | 200 South Helen St. | South Plainfield | NJ | 7080 | Middlesex | 40.5557 | -74.4084 | NPCC | PJM | PJM Interconnection, LLC |  | 493 | NR | 4 | Commercial Non-CHP | N |  | N |  | N |  | N | X |  | Public Service Elec & Gas Co | 15477 | NJ | 13.7 | 0.48 |  | N | [5 empty] | X | X
57425 | PPG Industries, Inc. Works 6 | 58051 | PPG Industries, Inc. Works 6 | 400 Park Drive | Carlisle | PA | 17015 | Cumberland | 40.1264 | -77.1644 | RFC | PJM | PJM Interconnection, LLC |  | 327 | NR | 6 | Industrial Non-CHP | N |  | N |  | N |  | N | X |  | Metropolitan Edison Co | 12390 | PA | 13.8 |  |  | N | [5 empty] | N
57427 | RockTenn-Battle Creek Mill | 58052 | Battle Creek Mill | 177 Angell St. | Battle Creek | MI | 49037 | Calhoun | 42.3221 | -85.2043 | RFC | MISO | Midcontinent Independent Transmission System Operator, Inc.. | Kalamazoo River | 32213 | NR | 7 | Industrial CHP | N |  | N |  | N |  | N | X |  | Consumers Energy Co | 4254 | MI | 46 |  |  | N | CONSUMERS ENERGY COMPANY |  |  |  |  | N | N
60608 | Vitro Flat Glass LLC | 58053 | Vitro Flat Glass LLC | 3333 South Peach Ave | Fresno | CA | 93725 | Fresno | 36.69 | -119.72 | WECC | CISO | California Independent System Operator |  | 339 | NR | 6 | Industrial Non-CHP | N |  | N |  | N |  | N | X |  | Pacific Gas & Electric Co | 14328 | CA | 115 |  |  | N
57430 | Berlin Station, LLC | 58054 | Burgess BioPower | One Community Street | Berlin | NH | 3570 | Coos | 44.4719 | -71.1753 | NPCC | ISNE | ISO New England Inc. | City of Berlin | 22 | NR | 2 | IPP Non-CHP | N |  | Y | QF11-238-000 | N |  | N | X |  | Public Service Co of NH | 15472 | NH | 115 |  |  | N | [5 empty] | N | X
57434 | T&M Limited Partnership | 58055 | Windy Ridge Generating Facility | 1652 North 1100 West | Fair Oaks | IN | 47943 | Jasper | 41.0347 | -87.2603 | RFC | MISO | Midcontinent Independent Transmission System Operator, Inc.. |  | 112 | NR | 6 | Industrial Non-CHP | N |  | N |  | N |  | N | X |  | Jasper County Rural E M C | 9665 | IN | 12.5 |  |  | N | [5 empty] | N | N
57435 | MillerCoors Irwindale Brewery | 58056 | MillerCoors Irwindale Brewery | 15801 E First Street | Irwindale | CA | 91706 | Los Angeles | 34.1217 | -117.9383 | WECC | CISO | California Independent System Operator |  | 312 | NR | 6 | Industrial Non-CHP | N |  | N |  | N |  | N | X |  | Southern California Edison Co | 17609 | CA | 66 |  |  | N | SOUTHERN CALIFORNIA GAS COMPANY |  |  |  |  | N | X
57436 | MillerCoors Shenandoah Brewery | 58057 | MillerCoors Shenandoah Brewery | 5135 South Eastside Highway | Elkton | VA | 22812 | Rockingham | 38.3569 | -78.6767 | SERC | PJM | PJM Interconnection, LLC |  | 312 | NR | 6 | Industrial Non-CHP | N |  | N |  | N |  | N | X |  | Shenandoah Valley Elec Coop | 17066 | VA | 13.8 |  |  | N | COLUMBIA GAS OF VIRGINIA |  |  |  |  | N
57438 | Paramount Petroleum Corporation | 58058 | Paramount Refinery | 14700 Downey Avenue | Paramount | CA | 90723 | Los Angeles | 33.9 | -118.1514 | WECC | CISO | California Independent System Operator |  | 32411 | NR | 7 | Industrial CHP | N |  | N |  | N |  |  | X |  | Southern California Edison Co | 17609 | CA | 6.5 |  |  | N | SOUTHERN CALIFORNIA GAS COMPANY |  |  |  |  | N
7477 | Granger Electric Co | 58061 | Decatur-Morgan Co LFG Recovery Project | 620 Landfill Dr. | Trinity | AL | 35673 | Morgan | 34.6236 | -87.1011 | SERC | TVA | Tennessee Valley Authority |  | 22 | NR | 2 | IPP Non-CHP | N |  | N |  | N |  | N | X |  | Joe Wheeler Elec Member Corp | 9739 | AL | 12.47 |  |  | N | [5 empty] | N | X
57439 | Imperial Valley Solar Company 1 LLC | 58062 | Imperial Valley Solar Company 1 LLC | 440 East Beal Road | Niland | CA | 92257 | Imperial | 33.2458 | -115.4967 | WECC | IID | Imperial Irrigation District |  | 22 | NR | 2 | IPP Non-CHP | N |  | Y | 12-226-000 | N |  | N | X |  | Imperial Irrigation District | 9216 | CA | 13.2 |  |  | N | [5 empty] | X | X
57440 | SABIC IP Mt. Vernon, LLC | 58063 | SABIC Innovative Plastics Mt. Vernon | One Lexan Lane | Mount Vernon | IN | 47620 | Posey | 37.9103 | -87.9261 | RFC | MISO | Midcontinent Independent Transmission System Operator, Inc.. | Ohio River | 325211 | NR | 7 | Industrial CHP | N |  | N |  | N |  | N | X |  | Southern Indiana Gas & Elec Co | 17633 | IN | 16.9 |  |  | N |  | BOARDWALK FIELD SERVICES LLC |  |  |  | N
57441 | MARTA | 58064 | Laredo Bus Facility Solar Canopies | 277 Laredo Dr. | Decatur | GA | 30030 | DeKalb | 33.7833 | -84.2678 | SERC | SOCO | Southern Company Services, Inc. - Trans |  | 485 | NR | 4 | Commercial Non-CHP | N |  | N |  | N |  |  | X |  | Georgia Power Co | 7140 | GA | 20 |  |  | N
57443 | MWRA Charlestown | 58065 | Charlestown Wind Turbine | 172 Alford Street | Charlestown | MA | 2129 | Suffolk | 42.3914 | -71.0708 | NPCC | ISNE | ISO New England Inc. |  | 22 | NR | 2 | IPP Non-CHP | N |  | N |  | N |  | N | X |  | NSTAR Electric Company | 54913 | MA | 13.8 |  |  | N
57442 | PCA, Filer City Mill | 58066 | PCA, Filer City Mill | 2246 Udell St | Filer City | MI | 49634 | Manistee | 44.2133 | -86.2867 | RFC | MISO | Midcontinent Independent Transmission System Operator, Inc.. | Lake Manistee | 322 | NR | 6 | Industrial Non-CHP | N |  | N |  | N |  | N | X |  | Consumers Energy Co | 4254 | MI | 138 |  |  | N |  | DTE GAS COMPANY | Other - Please explain in pipeline notes below. |  |  | N | X
57419 | SunE CPS1 LLC | 58068 | SunE CPS1 LLC | 4000 Rabel Road | San Antonio | TX | 78221 | Bexar | 29.245 | -98.4183 | TRE | ERCO | Electric Reliability Council of Texas, Inc. |  | 22 | NR | 2 | IPP Non-CHP | N |  | Y | 12-286 | N |  |  | X |  | City of San Antonio - (TX) | 16604 | TX | 13.6 |  |  | N
57445 | Pasadena Refining System Inc | 58069 | PRSI FCC Generator | 111 Red Bluff Road | Pasadena | TX | 77506 | Harris | 29.7233 | -95.2103 | TRE | ERCO | Electric Reliability Council of Texas, Inc. | Coastal Water Authority | 32411 | NR | 7 | Industrial CHP | N |  | N |  | N |  | N | X |  | CenterPoint Energy | 8901 | TX | 138 |  |  | N |  | KINDER MORGAN TEJAS PIPELINE LLC | HOUSTON PL CO LP |  |  | N | N
57446 | FRIT Solar Inc | 58070 | Mercer Mall | US Hwy 1 Mercer Mall | Lawrenceville | NJ | 8648 | Mercer | 40.2906 | -74.6819 | RFC | PJM | PJM Interconnection, LLC | Municipality | 22 | NR | 2 | IPP Non-CHP | N |  | N |  | N |  | N | X |  | Public Service Elec & Gas Co | 15477 | NJ | 13.2 |  |  | N | [5 empty] | X | X
56769 | Consolidated Edison Development Inc. | 58071 | Windwalkers LLC | 1483A 430th Street | Northwoods | IA | 50448 | Worth | 43.3847 | -93.2214 | MRO | MISO | Midcontinent Independent Transmission System Operator, Inc.. |  | 22 | NR | 2 | IPP Non-CHP | N |  | N |  | N |  | N | X |  | Interstate Power and Light Co | 9417 | IA | 13.4 |  |  | N
57354 | X-Elio North America Inc | 58073 | SEPV 1 | 10751 East Ave O | Palmdale | CA | 93550 | Los Angeles | 34.6189 | -117.9394 | WECC | CISO | California Independent System Operator |  | 22 | NR | 2 | IPP Non-CHP | N |  | Y | QF11-57-000 | N |  |  | X |  | Southern California Edison Co | 17609 | CA | 12 |  |  | N
57354 | X-Elio North America Inc | 58074 | SEPV 2 | 4388 Lear Ave. | Twentynine Palms | CA | 92277 | San Bernardino | 34.1742 | -116.1528 | WECC | CISO | California Independent System Operator |  | 22 | NR | 2 | IPP Non-CHP | N |  | Y | QF11-508-000 | N |  |  | X |  | Southern California Edison Co | 17609 | CA | 25 |  |  | N
57448 | Frontier El Dorado Refinery LLC | 58075 | El Dorado Refinery | 1401 S Douglas Rd | El Dorado | KS | 67042 | Butler | 37.7928 | -96.8772 | SPP | SWPP | Southwest Power Pool | municipality | 32411 | NR | 7 | Industrial CHP | N |  | N |  | N |  | N | X |  | Westar Energy Inc | 22500 | KS | 13 |  |  | N | ONEOK FIELD SERVICES |  |  |  |  | N | N
59622 | Ahana Renewables, LLC | 58076 | Edwards Air Force Base | 8 Draco Drive Building 8350, A | Edwards | CA | 93524 | Kern | 34.9077 | -117.9206 | WECC | CISO | California Independent System Operator |  | 22 | NR | 2 | IPP Non-CHP | N |  | Y | QF14-239-000, QF14-238-000, QF14-237-000 | N |  | N | X |  | Southern California Edison Co | 17609 | CA | 34.5 |  |  | N
57451 | Rocky Ridge Wind Project LLC | 58078 | Rocky Ridge Wind Project | 13237 North 2240 Road | Hobart | OK | 73541 | Kiowa | 35.1356 | -99.0031 | SPP | SWPP | Southwest Power Pool |  | 22 | NR | 2 | IPP Non-CHP | N |  | N |  | Y | EG12-16 |  | X |  | AEP Texas North Company | 20404 | TX | 138 |  |  | N
57457 | Newark Energy Center, LLC | 58079 | Newark Energy Center | 955 Delancy St. | Newark | NJ | 7105 | Essex | 40.7072 | -74.1258 | RFC | PJM | PJM Interconnection, LLC | Passaic Valley Sewer Commrs. | 22 | NR | 2 | IPP Non-CHP | N |  | N |  | N |  | N | X |  | Public Service Elec & Gas Co | 15477 | NJ | 230 |  |  | N |  | TRANSCONTINENTAL GAS PIPELINE |  |  |  | N | X
57460 | NextEra Wolf Ridge LLC | 58080 | Wolf Ridge Wind | 1923 CR 431 | Muenster | TX | 76252 | Cooke | 33.733 | -97.4284 | TRE | ERCO | Electric Reliability Council of Texas, Inc. |  | 22 | NR | 2 | IPP Non-CHP | N |  | N |  | N |  | N | X |  | Brazos Electric Power Coop Inc | 2172 |  | 138 |  |  | N
57315 | Western Sugar Cooperative | 58081 | Western Sugar Coop- Ft Morgan | 18317 Highway 144 | Fort Morgan | CO | 80701 | Morgan | 40.263 | -103.8069 | WECC | PSCO | Public Service Company of Colorado | Wells | 311 | NR | 7 | Industrial CHP | N |  | N |  | N |  | Y | N | OP | City of Fort Morgan | 6610 | CO | 12.5 |  |  | N | [5 empty] | N | N
40577 | American Mun Power-Ohio, Inc | 58082 | AMP Napoleon Solar Facility | 1645 Commerce Drive | Napoleon | OH | 43545 | Henry | 41.4067 | -84.1108 | RFC | PJM | PJM Interconnection, LLC |  | 22 | RE | 1 | Electric Utility | N |  | N |  | N |  | N | X |  | City of Napoleon - (OH) | 13209 | OH | 12.47 |  |  | N | [5 empty] | X | X
57463 | Kimberly-Clark Worldwide Inc | 58083 | Fullerton Mill CHP | 2001 East Orangethorpe Avenue | Fullerton | CA | 92831 | Orange | 33.8617 | -117.8931 | WECC | CISO | California Independent System Operator | Municipality | 322 | NR | 7 | Industrial CHP | Y | 02-153-000 | N |  | N |  | N | X |  | Southern California Edison Co | 17609 | CA | 67 |  |  | N | SOUTHERN CALIFORNIA GAS COMPANY |  |  |  |  | N
57464 | Kimberly-Clark Corporation | 58084 | Kimberly Clark-Unit 1,2,3 | 58 Pickett District Road | New Milford | CT | 6776 | Litchfield | 41.5583 | -73.4136 | NPCC | ISNE | ISO New England Inc. | Houstanic River | 322 | NR | 7 | Industrial CHP | N |  | N |  | N |  | N | X |  | Connecticut Light & Power Co | 4176 | CT | 13.8 |  |  | N | YANKEE GAS SVC CO |  |  |  |  | N | X
57468 | PRC-Desoto Intl Corp./PPG | 58085 | PRC-Desoto Intl/PPG Aerospace | 11601 United Street | Mojave | CA | 93501 | Kern | 34.9897 | -118.1506 | WECC | CISO | California Independent System Operator |  | 325 | NR | 6 | Industrial Non-CHP | N |  | N |  | N |  | N | X |  | Southern California Edison Co | 17609 | CA | 12 |  |  | N | SOUTHERN CALIFORNIA GAS COMPANY
60947 | Tesla Inc. | 58086 | Intel Folsom | 1900 Prairie City Road | Folsom | CA | 95630 | Sacramento | 38.6451 | -121.173 | WECC | BANC | Balancing Authority of Northern California |  | 22 | NR | 2 | IPP Non-CHP | N |  | N |  | N |  |  | X |  | Sacramento Municipal Util Dist | 16534 | CA | 0.48 |  |  | N
57470 | Noble Energy Systems, Inc. | 58087 | Pea Patch Wind Farm | 1882 Pea Patch Road | Grantsville | MD | 21536 | Garrett | 39.5722 | -79.1389 | RFC | PJM | PJM Interconnection, LLC |  | 22 | NR | 2 | IPP Non-CHP | N |  | N |  | N |  |  | X |  | The Potomac Edison Company | 15263 | MD | 23.8
57469 | Stony Creek Wind Farm NY | 58088 | Stony Creek Wind Farm NY | 2363 N. Sheldon Road | Strykersville | NY | 14145 | Wyoming | 42.7676 | -78.4158 | NPCC | NYIS | New York Independent System Operator |  | 22 | NR | 2 | IPP Non-CHP | N |  | N |  | Y | EG11-96-000 | N | X |  | New York State Elec & Gas Corp | 13511 | NY | 230 |  |  | N
56769 | Consolidated Edison Development Inc. | 58089 | Roeder Family Wind Farm LLC | 3672 Lark Ave | Manly | IA | 50546 | Worth | 43.2972 | -93.2833 | MRO | MISO | Midcontinent Independent Transmission System Operator, Inc.. |  | 22 | NR | 2 | IPP Non-CHP | N |  | N |  | N |  | N | X |  | Interstate Power and Light Co | 9417 | IA | 13.4 |  |  | N
57411 | KDC Solar O&M LLC | 58090 | Middlesex Apple Orchard Solar | 95 Apple Orchard Road | North Brunswick | NJ | 8902 | Middlesex | 40.4264 | -74.4922 | RFC | PJM | PJM Interconnection, LLC |  | 92214 | NR | 4 | Commercial Non-CHP | N |  | Y | QF13-293-000 | N |  |  | X |  | Public Service Elec & Gas Co | 15477 | NJ | 13 |  |  | N | [5 empty] | X | X
57465 | Keystone Solar, LLC | 58091 | Keystone Solar | 979 Deaver Rd. | Quarryville | PA | 17566 | Lancaster | 39.8611 | -76.2211 | RFC | PJM | PJM Interconnection, LLC |  | 22 | NR | 2 | IPP Non-CHP | N |  | Y | QF13-15-000 | N |  | N | X |  | PPL Electric Utilities Corp | 14715 | PA | 12 |  |  | N | [5 empty] | X | X
57474 | Bed Bath & Beyond | 58093 | BBB Corporate Headquarters | 650 Liberty Ave. | Union | NJ | 7083 | Union | 40.6972 | -74.305 | RFC | PJM | PJM Interconnection, LLC |  | 22 | NR | 2 | IPP Non-CHP | N |  | N |  | N |  | N | X |  | Public Service Elec & Gas Co | 15477 | NJ | 13.2 |  |  | N
57474 | Bed Bath & Beyond | 58094 | Christmas Tree Shops DC Burlington NJ | 270 Daniels Way | Florence Township | NJ | 8518 | Burlington | 40.1042 | -74.8128 | RFC | PJM | PJM Interconnection, LLC |  | 22 | NR | 2 | IPP Non-CHP | N |  | N |  | N |  | N | X |  | Public Service Elec & Gas Co | 15477 | NJ | 13.2 |  |  | N
57474 | Bed Bath & Beyond | 58095 | Harmon DC Totowa NJ | 11 Taft Road | Totowa | NJ | 7512 | Passaic | 40.9039 | -74.2478 | RFC | PJM | PJM Interconnection, LLC |  | 22 | NR | 2 | IPP Non-CHP | N |  | N |  | N |  | N | X |  | Public Service Elec & Gas Co | 15477 | NJ | 13.2 |  |  | N
57474 | Bed Bath & Beyond | 58096 | Bed Bath & Beyond DC Port Reading NJ | 1001 Middlesex Avenue | Port Reading | NJ | 7008 | Middlesex | 40.5683 | -74.2425 | RFC | PJM | PJM Interconnection, LLC |  | 441 | NR | 4 | Commercial Non-CHP | N |  | N |  | N |  | N | X |  | Public Service Elec & Gas Co | 15477 | NJ | 13.2 |  |  | N
58465 | Green States Energy, Inc. | 58097 | Green Meadows | 112 Green Meadow Drive | Sandwich | MA | 2563 | Barnstable | 41.6694 | -70.5319 | NPCC | ISNE | ISO New England Inc. |  | 22 | NR | 2 | IPP Non-CHP | N |  | N |  | N |  |  | X |  | NSTAR Electric Company | 54913 | MA | 23 |  |  | N
15399 | Avangrid Renewables LLC | 58098 | El Cabo Wind | 123 El Cabo Wind Road | Encino | NM | 88321 | Torrance | 34.6511 | -105.4617 | WECC | PNM | Public Service Company of New Mexico |  | 22 | NR | 2 | IPP Non-CHP | N |  | N |  | N |  |  | X |  | Public Service Co of NM | 15473 | NM | 345 |  |  | N
15399 | Avangrid Renewables LLC | 58099 | Montague Wind Power Facility LLC | 123 Montague Wind | Arlington | OR | 97812 | Gilliam | 45.5857 | -120.0904 | WECC | BPAT | Bonneville Power Administration |  | 22 | NR | 2 | IPP Non-CHP | N |  | N |  | N |  |  | X |  | Bonneville Power Admin | 1738 | OR | 69
57477 | Kern Oil & Refining Co | 58100 | Kern Oil & Refining Co | 7724 E Panama Lane | Bakersfield | CA | 93307 | Kern | 35.2956 | -118.9183 | WECC | CISO | California Independent System Operator |  | 32411 | NR | 6 | Industrial Non-CHP | N |  | N |  | N |  | N | X |  | Pacific Gas & Electric Co | 14328 | CA | 12 |  |  | N | Other - See pipeline notes. |  |  |  |  | X | X
57476 | Foundation CA Fund VI Manager LLC | 58101 | Foundation Cemex River Plant | 16888 North E Street | Victorville | CA | 92394 | San Bernardino | 34.5619 | -117.3072 | WECC | CISO | California Independent System Operator |  | 22 | NR | 2 | IPP Non-CHP | N |  | Y | QF-13-212-000 | N |  |  | X |  | Southern California Edison Co | 17609 | CA | 4.16 |  |  | N
57476 | Foundation CA Fund VI Manager LLC | 58102 | Foundation Cemex BMQ | 25220 Black Mountain Quarry Ro | Apple Valley | CA | 92307 | San Bernardino | 34.6231 | -117.1125 | WECC | CISO | California Independent System Operator |  | 22 | NR | 2 | IPP Non-CHP | N |  | Y | QF-13-213-000 | N |  |  | X |  | Southern California Edison Co | 17609 | CA | 4.16 |  |  | N
57480 | Heritage Garden Wind Farm I LLC | 58103 | Heritage Garden Wind Farm I LLC | 16388 18th Road | Garden | MI | 49835 | Delta | 45.7956 | -86.5339 | RFC | MISO | Midcontinent Independent Transmission System Operator, Inc.. |  | 22 | NR | 2 | IPP Non-CHP | N |  | Y | 12-421-001 | N |  |  | X |  | American Transmission Co | 659 | WI | 138 |  |  | N | [5 empty] | X | X
57476 | Foundation CA Fund VI Manager LLC | 58104 | Foundation Superior Farms | 7930 Rio Dixon Road | Dixon | CA | 95620 | Solano | 38.42 | -121.8181 | WECC | CISO | California Independent System Operator |  | 311 | NR | 6 | Industrial Non-CHP | N |  | Y | QF-13-215-000 | N |  |  | X |  | Pacific Gas & Electric Co | 14328 | CA | 0.48 |  |  | N
57476 | Foundation CA Fund VI Manager LLC | 58105 | Foundation Wal-Mart Red Bluff | 10815 State Highway 99 West | Red Bluff | CA | 96080 | Tehama | 40.1111 | -122.1939 | WECC | CISO | California Independent System Operator |  | 421 | NR | 4 | Commercial Non-CHP | N |  | Y | QF-13-65-000 | N |  |  | X |  | Pacific Gas & Electric Co | 14328 | CA | 0.48 |  |  | N
57075 | Ridgeline Energy LLC | 58106 | Meadow Creek Project Company | 2244 North 115th E | Idaho Falls | ID | 83401 | Bonneville | 43.5244 | -111.8039 | WECC | PACE | PacifiCorp - East |  | 22 | NR | 2 | IPP Non-CHP | N |  | Y | 12-175, 12-176 | Y | 12-82-000 | N | X |  | PacifiCorp | 14354 | ID | 161 |  |  | N
57481 | Red River Mill Intl Paper Company | 58108 | International Paper Red River Mill | 4537 Highway 480 | Campti | LA | 71411 | Natchitoches | 31.9033 | -93.1739 | SPP | MISO | Midcontinent Independent Transmission System Operator, Inc.. | Flag Lake | 322 | NR | 7 | Industrial CHP | Y | 06-23-000 | N |  | N |  | Y | Y | OP | Southwestern Electric Power Co | 17698 | LA | 13.8 |  |  | N |  | ENLINK LIG LLC |  |  |  | N | N
57492 | Georgia-Pacific Toledo LLC | 58109 | Georgia-Pacific Toledo Mill | 1400 SE Butler Bridge Road | Toledo | OR | 97391 | Lincoln | 44.6119 | -123.9319 | WECC | BPAT | Bonneville Power Administration | Olalla Creek | 32213 | NR | 7 | Industrial CHP | Y | 8564000 | N |  | N |  | Y | N | OP | Central Lincoln People's Ut Dt | 3264 | OR | 14.4 |  |  | N | NORTHWEST NATURAL GAS LLC | NORTHWEST PIPELINE GP |  |  |  | N | X
57485 | Diamond State Generation Partners, LLC | 58110 | Brookside Newark | 512 E. Chestnut Hill Road | Newark | DE | 19713 | New Castle | 39.6689 | -75.7161 | RFC | PJM | PJM Interconnection, LLC |  | 22 | NR | 2 | IPP Non-CHP | N |  | N |  | N |  | N | X |  | Delmarva Power | 5027 | DE | 12.47 |  |  | N | DELMARVA POWER AND LIGHT CO |  |  |  |  | N | X
59870 | Bishop Hill Energy II, LLC | 58111 | Bishop Hill II Wind Farm | 13870 North 570th Avenue | Cambridge | IL | 61238 | Henry | 41.2325 | -90.1742 | SERC | MISO | Midcontinent Independent Transmission System Operator, Inc.. |  | 22 | NR | 2 | IPP Non-CHP | N |  | N |  | Y | 11103000 | N | X |  | Ameren Illinois Company | 56697 | IL | 138 |  |  | N | [5 empty] | X | X
57484 | Foundation CA Fund V Manager, LLC | 58112 | Foundation Cemex Madison | 30900 State Highway 16 | Madison | CA | 95653 | Yolo | 38.6928 | -121.9325 | WECC | CISO | California Independent System Operator |  | 22 | NR | 2 | IPP Non-CHP | N |  | Y | QF12-515-000 | N |  | N | X |  | Pacific Gas & Electric Co | 14328 | CA | 12.47 |  |  | N
57484 | Foundation CA Fund V Manager, LLC | 58113 | Foundation RRM | 13990 Apache Trail | Cabazon | CA | 92230 | Riverside | 33.9172 | -116.815 | WECC | CISO | California Independent System Operator |  | 22 | NR | 2 | IPP Non-CHP | N |  | Y | QF-13-214-000 | N |  | N | X |  | Southern California Edison Co | 17609 | CA | 0.48 |  |  | N
57484 | Foundation CA Fund V Manager, LLC | 58114 | Foundation NWNA | 14020 Elm Street | Cabazon | CA | 92230 | Riverside | 33.9142 | -116.7492 | WECC | CISO | California Independent System Operator |  | 22 | NR | 2 | IPP Non-CHP | N |  | Y | QF-13-211-000 | N |  | N | X |  | Southern California Edison Co | 17609 | CA | 4.16 |  |  | N
60642 | Dunn Paper East Hartford, LLC | 58116 | Cellu Tissue | #2 Forbes Street | East Hartford | CT | 6108 | Hartford | 41.7761 | -72.6067 | NPCC | ISNE | ISO New England Inc. | Municipality MDC | 322 | NR | 6 | Industrial Non-CHP | N |  | N |  | N |  | N | X |  | Connecticut Light & Power Co | 4176 | CT | 13.8 |  |  | N | CONNECTICUT NAT GAS CORP |  |  |  |  | N | X
57494 | TDX North Slope Generating Inc. | 58117 | TNSG South Plant | 100 Power Plant Way | Deadhorse | AK | 99374 | North Slope | 70.2 | -148.4667 | ASCC |  |  |  | 22 | RE | 1 | Electric Utility | N |  | N |  | N |  | N | X |  | TDX North Slope Generating Co | 19277 | AK | 12.47 |  |  | N | NORGASCO INC |  |  |  |  | N | X
57354 | X-Elio North America Inc | 58118 | La Joya Del Sol | 3772 South Fig Ave | Fresno | CA | 93706 | Fresno | 36.6786 | -119.7975 | WECC | CISO | California Independent System Operator |  | 22 | NR | 2 | IPP Non-CHP | N |  | Y | 12317000 | N |  |  | X |  | Pacific Gas & Electric Co | 14328 | CA | 12 |  |  | N
57497 | Golden State Energy LLC | 58119 | Depot Park Solar System | 16 Business Park Way | Sacramento | CA | 95828 | Sacramento | 38.515 | -121.3983 | WECC | BANC | Balancing Authority of Northern California |  | 22 | NR | 2 | IPP Non-CHP | N |  | N |  | N |  | N | X |  | Sacramento Municipal Util Dist | 16534 | CA | 12 |  |  | N | [5 empty] | N
5109 | DTE Electric Company | 58121 | Echo Wind Park | 3222 Hereford Rd. | Elkton | MI | 48731 | Huron | 43.8825 | -83.1614 | RFC | MISO | Midcontinent Independent Transmission System Operator, Inc.. |  | 22 | RE | 1 | Electric Utility | N |  | N |  | N |  | N | X |  | ITC Transmission | 56068 |  | 120 |  |  | N | [5 empty] | N | X
20323 | Wellhead Services Inc | 58122 | Delano Energy Center | Road 128 #3 | Delano | CA | 93215 | Tulare | 35.7909 | -119.2945 | WECC | CISO | California Independent System Operator | Ground Water | 22 | NR | 2 | IPP Non-CHP | N |  | N |  | N |  | N | X |  | Southern California Edison Co | 17609 | CA | 69 |  |  | N | SOUTHERN CALIFORNIA GAS COMPANY |  |  |  |  | N | X
56990 | NJR Clean Energy Ventures Corporation | 58123 | Wakefern Food Corp | 5000 Riverside Drive | Keasbey | NJ | 8832 | Middlesex | 40.51 | -74.3283 | RFC | PJM | PJM Interconnection, LLC |  | 22 | NR | 2 | IPP Non-CHP | N |  | N |  | N |  | N | X |  | Public Service Elec & Gas Co | 15477 | NJ | 13.2 |  |  | N | [5 empty] | N | X
20847 | Wisconsin Electric Power Co | 58124 | Rothschild Biomass Cogen Facility | 210 N Grand Avenue | Rothschild | WI | 54474 | Marathon | 44.8878 | -89.6297 | RFC | MISO | Midcontinent Independent Transmission System Operator, Inc.. | Wisconsin River | 22 | RE | 1 | Electric Utility | N |  | Y | QF12-386-000 | N |  | N | X |  | Wisconsin Public Service Corp | 20860 | WI | 46 |  |  | N |  | ANR PIPELINE COMPANY |  |  |  | N
17718 | Southwestern Public Service Co | 58125 | Quay County | 501West Campbell Avenue | Tucumcari | NM | 88401 | Quay | 35.1828 | -103.7311 | WECC | SWPP | Southwest Power Pool |  | 22 | RE | 1 | Electric Utility | N |  | N |  | N |  | N | X |  | Southwestern Public Service Co | 17718 | NM | 115 |  |  | N | [5 empty] | N | N
57503 | Limon | 58126 | Limon Wind I | 22085 County Road 3P | Limon | CO | 80828 | Lincoln | 39.381 | -103.5732 | WECC | PSCO | Public Service Company of Colorado |  | 22 | NR | 2 | IPP Non-CHP | N |  | N |  | N |  |  | X |  | Public Service Co of Colorado | 15466 | CO | 345 |  |  | N
57503 | Limon | 58127 | Limon Wind II | 22085 County Road 3P | Limon | CO | 80828 | Lincoln | 39.3414 | -103.5811 | WECC | PSCO | Public Service Company of Colorado |  | 22 | NR | 2 | IPP Non-CHP | N |  | N |  | N |  |  | X |  | Public Service Co of Colorado | 15466 | CO | 345 |  |  | N
56778 | Bloom Energy 2009 PPA | 58128 | Kaiser Downey | 9333 Imperial Hwy | Downey | CA | 90242 | Los Angeles | 33.9192 | -118.1286 | WECC | CISO | California Independent System Operator |  | 22 | NR | 2 | IPP Non-CHP | N |  | N |  | N |  | N | X |  | Southern California Edison Co | 17609 | CA | 0.49 |  |  | N | SOUTHERN CALIFORNIA GAS COMPANY |  |  |  |  | N
58082 | Prairies Edge Dairy Farms LLC | 58129 | Prairies Edge Generating Facility | 5431 East 600 North Road | Fair Oaks | IN | 47943 | Jasper | 41.0606 | -87.3071 | RFC | MISO | Midcontinent Independent Transmission System Operator, Inc.. |  | 112 | NR | 6 | Industrial Non-CHP | N |  | N |  | N |  | N | X |  | Jasper County Rural E M C | 9665 | IN | 12.5 |  |  | N | NORTHERN INDIANA PUBLIC SERVICE CO |  |  |  |  | N | X
58081 | Blue Mountain Biogas LLC | 58130 | Blue Mountain Biogas | 12665 South Pioche Road | Milford | UT | 84751 | Beaver | 38.1739 | -113.2972 | WECC | PACE | PacifiCorp - East |  | 22 | NR | 2 | IPP Non-CHP | N |  | N |  | N |  | N | X |  | PacifiCorp | 14354 | UT | 24.9 |  |  | N | [5 empty] | N | N
58083 | Outback Solar, LLC | 58131 | Outback Solar At Christmas Valley | 92378 Christmas Valley Highway | Christmas Valley | OR | 97641 | Lake | 43.2369 | -120.49 | WECC | BPAT | Bonneville Power Administration |  | 22 | NR | 2 | IPP Non-CHP | N |  | Y | QF13-34-000 | N |  |  | X |  | Midstate Electric Coop, Inc | 12439 | OR | 25 |  |  | N | [5 empty] | N
56778 | Bloom Energy 2009 PPA | 58132 | Kaiser Ontario | 2295 South Vineyard Ave | Ontario | CA | 91761 | San Bernardino | 34.0325 | -117.6089 | WECC | CISO | California Independent System Operator |  | 22 | NR | 2 | IPP Non-CHP | N |  | N |  | N |  | N | X |  | Southern California Edison Co | 17609 | CA | 0.48 |  |  | N | SOUTHERN CALIFORNIA GAS COMPANY |  |  |  |  | N
58084 | Oberlin Spear Point Solar One, LLC | 58134 | Oberlin Spear Point Solar One | 12500 N. Professor St. | Oberlin | OH | 44074 | Lorain | 41.3028 | -82.227 | RFC | PJM | PJM Interconnection, LLC |  | 611 | NR | 4 | Commercial Non-CHP | N |  | N |  | N |  |  | X |  | City of Oberlin - (OH) | 13949 | OH | 12.47 |  |  | N
58088 | Washington White Post Solar LLC | 58135 | Washington White Post Solar LLC | 853 White Post Road | Bath | NC | 27808 | Beaufort | 35.5052 | -76.8484 | SERC | CPLE | Progress Energy Carolinas - EAST |  | 22 | NR | 2 | IPP Non-CHP | N |  | Y | 13-25-000 | N |  |  | X |  | City of Washington - (NC) | 20142 | NC | 34.5 |  |  | N
58089 | Adkins Energy LLC | 58136 | Adkins Energy LLC | 4350 W Galena Rd | Lena | IL | 61048 | Stephenson | 42.3622 | -89.8036 | RFC | PJM | PJM Interconnection, LLC | Well water | 325193 | NR | 7 | Industrial CHP | N |  | N |  | N |  | N | X |  | Commonwealth Edison Co | 4110 | IL | 4.2 |  |  | N | NICOR GAS |  |  |  |  | N | X
58090 | NextEra Energy Resources Ensign Wind | 58137 | Ensign Wind LLC | 100 W Mexitli St | Montezuma | KS | 67867 | Gray | 37.6145 | -100.2787 | SPP | SWPP | Southwest Power Pool |  | 22 | NR | 2 | IPP Non-CHP | N |  | N |  | N |  | N | X |  | Victory Electric Coop Assn Inc | 19820 | KS | 115 |  |  | N | [5 empty] | X | X
58093 | Otter Creek Ethanol LLC - Poet Ashton | 58138 | Otter Creek Ethanol Poet - Ashton | 4970 260th St | Ashton | IA | 51232 | Osceola | 43.275 | -95.8097 | MRO | MISO | Midcontinent Independent Transmission System Operator, Inc.. |  | 325193 | NR | 7 | Industrial CHP | N |  | N |  | N |  | N | X |  | Osceola Electric Coop, Inc | 14202 | IA | 12.5 |  |  | N |  | NORTHERN NATURAL GAS |  |  |  | N | X
19663 | Utah State University | 58139 | Central Energy Plant USU | 910 North 900 East | Logan | UT | 84322 | Cache | 41.7486 | -111.8117 | WECC | PACE | PacifiCorp - East |  | 611 | NR | 4 | Commercial Non-CHP | N |  | N |  | N |  |  | X |  | City of Logan - (UT) | 11135 | UT | 12.46 |  |  | N | QUESTAR GAS COMPANY | QUESTAR P L CO |  |  |  | N | N
58097 | Kent State University | 58140 | Summit Street Power Plant | 1501 Ted Boyd Drive | Kent | OH | 44242 | Portage | 41.1431 | -81.3408 | RFC | PJM | PJM Interconnection, LLC |  | 611 | NR | 5 | Commercial CHP | N |  | N |  | N |  | N | X |  | Ohio Edison Co | 13998 | OH | 69 |  |  | N | EAST OHIO GAS COMP DOMINION EAST OH |  |  |  |  | N | N
15399 | Avangrid Renewables LLC | 58141 | Groton Wind LLC | 590 Groton Hollow Rd | Groton | NH | 3266 | Grafton | 43.7681 | -71.8189 | NPCC | ISNE | ISO New England Inc. |  | 22 | NR | 2 | IPP Non-CHP | N |  | N |  | N |  |  | X |  | NSTAR Electric Company | 54913 | MA | 115 |  |  | N
58098 | New Energy One LLC | 58142 | Rock Creek Dairy | 2150 E 3500 N | Filer | ID | 83328 | Twin Falls | 42.5003 | -114.615 | WECC | IPCO | Idaho Power Company |  | 22 | NR | 2 | IPP Non-CHP | N |  | Y | 12227000 | N |  |  | X |  | Idaho Power Co | 9191 | ID | 12.5 |  |  | N | [5 empty] | X | X
57354 | X-Elio North America Inc | 58144 | SVEP Solar Project Company | 544 Lovett Cemetery Road | Pownal | VT | 5261 | Bennington | 42.7536 | -73.2261 | NPCC | ISNE | ISO New England Inc. |  | 22 | NR | 2 | IPP Non-CHP | N |  | Y | 13-67-000 | N |  |  | X |  | Green Mountain Power Corp | 7601 | VT | 12.47 |  |  | N
57354 | X-Elio North America Inc | 58145 | Williamstown Solar | 3479 VT Route 64 | Williamstown | VT | 5679 | Orange | 44.1131 | -72.6058 | NPCC | ISNE | ISO New England Inc. |  | 22 | NR | 2 | IPP Non-CHP | N |  | Y | 13-66-000 | N |  |  | X |  | Washington Electric Coop - (VT) | 20151 | VT | 12.47 |  |  | N
58103 | Twin Rivers Paper Co LLC | 58146 | Twin Rivers Paper Co LLC | 82 Bridge Avenue | Madwaska | ME | 4756 | Aroostook | 47.36 | -68.3286 | NPCC | NBSO | New Brunswick System Operator | St. John River | 322 | NR | 7 | Industrial CHP | N |  | N |  | N |  | N | X |  | 4-County Electric Power Assn | 6641 | MS | 13.8 |  |  | N | [5 empty] | X | X
58108 | SunE AZ1, LLC | 58147 | Prescott Solar Plant | 10100 North Sam Steiger Trail | Prescott | AZ | 86301 | Yavapai | 34.6494 | -112.4275 | WECC | AZPS | Arizona Public Service Company |  | 22 | NR | 2 | IPP Non-CHP | N |  | N |  | N |  |  | X |  | Arizona Public Service Co | 803 | AZ | 12.47 |  |  | N
58111 | RE Kansas South LLC | 58148 | RE Kansas South LLC | 170321 21st Avenue | Lemoore | CA | 93245 | Kings | 36.2261 | -119.8342 | WECC | CISO | California Independent System Operator |  | 22 | NR | 2 | IPP Non-CHP | N |  | Y | 12-97-000 | N |  | N | X |  | Pacific Gas & Electric Co | 14328 | CA | 69 |  |  | N
58112 | TA-High Desert LLC | 58149 | TA-High Desert LLC | 9716 W Avenue I | Lancaster | CA | 93535 | Los Angeles | 34.7089 | -118.3047 | WECC | CISO | California Independent System Operator |  | 22 | NR | 2 | IPP Non-CHP | N |  | Y | 12-365-000 | N |  |  | X |  | Southern California Edison Co | 17609 | CA | 66 |  |  | N
14354 | PacifiCorp | 58150 | Black Cap Solar Plant | 95886 Stock Drive Lane | Lakeview | OR | 97630 | Lake | 42.175 | -120.3626 | WECC | PACW | PacifiCorp - West |  | 22 | RE | 1 | Electric Utility | N |  | N |  | N |  |  | X |  | PacifiCorp | 14354 | OR | 12 |  |  | N
58113 | Texas A&M, Utilities & Energy Services | 58151 | Central Utility Plant - Texas A&M | 496 Asbury | College Station | TX | 77843 | Brazos | 30.6178 | -96.3433 | TRE | ERCO | Electric Reliability Council of Texas, Inc. | Wells | 611 | NR | 5 | Commercial CHP | N |  | N |  | N |  | N | X |  | City of Bryan - (TX) | 2442 | TX | 12.47 |  |  | N | ATMOS ENERGY CORPORATION |  |  |  |  | N | X
58120 | Danbury Hospital | 58152 | Danbury Hospital Cogen Plant | 24 Hospital Avenue | Danbury | CT | 6810 | Fairfield | 41.4053 | -73.4475 | NPCC | ISNE | ISO New England Inc. | City of Danbury | 622 | NR | 5 | Commercial CHP | N |  | N |  | N |  | N | X |  | Connecticut Light & Power Co | 4176 | CT | 13.8 |  |  | N | YANKEE GAS SVC CO | ALGONQUIN GAS TRANSMISSION COMPANY | ALGONQUIN GAS TRANSMISSION COMPANY |  |  | N
58122 | Eastern Maine Medical Center | 58153 | Eastern Maine Medical Center | 489 State Street | Bangor | ME | 4402 | Penobscot | 44.8083 | -68.7508 | NPCC | ISNE | ISO New England Inc. |  | 622 | NR | 5 | Commercial CHP | N |  | N |  | N |  | N | X |  | Emera Maine | 1179 | ME | 12.47 |  |  | N | BANGOR GAS COMPANY LLC | BANGOR GAS COMPANY LLC |  |  |  | N | X
58121 | North Sky River Energy LLC | 58154 | North Sky River Energy LLC | 36316 Kelso Valley Road | Weldon | CA | 93283 | Kern | 35.3478 | -118.1864 | WECC | CISO | California Independent System Operator |  | 22 | NR | 2 | IPP Non-CHP | N |  | N |  | N |  | N | X |  | Southern California Edison Co | 17609 | CA | 230 |  |  | N
58132 | Perrin Ranch Wind LLC | 58155 | Perrin Ranch Wind LLC | 8410 Espee Road | Williams | AZ | 86046 | Coconino | 35.4156 | -112.2711 | WECC | AZPS | Arizona Public Service Company |  | 22 | NR | 2 | IPP Non-CHP | N |  | N |  | N |  |  | X |  | Arizona Public Service Co | 803 | AZ | 500 |  |  | N | [5 empty] | X | X
58110 | SUNY Old Westbury College | 58156 | SUNY Old Westbury College | 223 Store Hill Rd. | Old Westbury | NY | 11568 | Nassau | 40.7979 | -73.5657 | NPCC | NYIS | New York Independent System Operator |  | 611 | NR | 4 | Commercial Non-CHP | N |  | N |  | N |  |  | X |  | Public Service Elec & Gas Co | 15477 | NJ | 13.2 |  |  | N | Other - See pipeline notes. | Other - Please explain in pipeline notes below. |  |  |  | N | N
58107 | University of Rochester | 58157 | University of Rochester | 390 Elmwood Avenue | Rochester | NY | 14627 | Monroe | 43.1239 | -77.6289 | NPCC | NYIS | New York Independent System Operator | Municipality | 611 | NR | 5 | Commercial CHP | N |  | N |  | N |  | N | X |  | Rochester Gas & Electric Corp | 16183 | NY | 11.5 |  |  | N | ROCHESTER GAS AND ELEC CORP |  |  |  |  | N | X
58131 | Wesleyan University | 58158 | Wesleyan University Cogen 1 | 280 William St. | Middletown | CT | 6459 | Middlesex | 41.5564 | -72.6539 | NPCC | ISNE | ISO New England Inc. |  | 611 | NR | 5 | Commercial CHP | Y | QF07-221 | N |  | N |  |  | X |  | Connecticut Light & Power Co | 4176 | CT | 15 |  |  | N |  | Algonquin Gas Transmission Company |  |  |  | N | X
58130 | University of Connecticut | 58159 | UCONN Cogen Facility | 240 Glenbrook Road | Storrs | CT | 6269 | Tolland | 41.8092 | -72.2542 | NPCC | ISNE | ISO New England Inc. | UCONN Well Fields | 611 | NR | 5 | Commercial CHP | N |  | N |  | N |  | N | X |  | Connecticut Light & Power Co | 4176 | CT | 69 |  |  | N |  | Algonquin Gas Transmission Company |  |  |  | N
58109 | President & Trustees of Williams College | 58160 | Williams College - Campus CHP | 50 Heating Plant Drive | Williamstown | MA | 1267 | Berkshire | 42.7097 | -73.2022 | NPCC | ISNE | ISO New England Inc. |  | 611 | NR | 5 | Commercial CHP | N |  | N |  | N |  | N | X |  | Massachusetts Electric Co | 11804 | MA | 15 |  |  | N | BERKSHIRE GAS COMPANY THE |  |  |  |  | N | N
58106 | Western Michigan University | 58161 | Western Michigan University Power Plant | 1801 Stadium Drive | Kalamazoo | MI | 49008 | Kalamazoo | 42.28 | -85.6064 | RFC | MISO | Midcontinent Independent Transmission System Operator, Inc.. | Municipality | 611 | NR | 5 | Commercial CHP | Y | QF01-35-001 | N |  | N |  | N | X |  | Consumers Energy Co | 4254 | MI | 46 |  |  | N | CONSUMERS ENERGY COMPANY |  |  |  |  | N | X
58134 | Cirrus Wind 1 LLC | 58162 | Cirrus Wind 1 LLC | 2609 County Road BB | Tahoka | TX | 79373 | Lynn | 33.0331 | -101.6875 | SPP | SWPP | Southwest Power Pool |  | 22 | NR | 2 | IPP Non-CHP | N |  | Y | 13-33-000 | N |  |  | X |  | Southwestern Public Service Co | 17718 | TX | 230 |  |  | N
58133 | Mercy Medical Center | 58163 | Mercy Medical Center | 1000 North Village Avenue | Rockville Centre | NY | 11571 | Nassau | 40.6883 | -73.6308 | NPCC | NYIS | New York Independent System Operator |  | 622 | NR | 4 | Commercial Non-CHP | N |  | N |  | N |  | N | X |  | Long Island Power Authority | 11171 | NY | 14 |  |  | N
58135 | Ecos Energy LLC | 58164 | Slayton Solar | 1478 91st Street | Slayton | MN | 56172 | Murray | 43.9803 | -95.7672 | MRO | MISO | Midcontinent Independent Transmission System Operator, Inc.. |  | 22 | NR | 2 | IPP Non-CHP | N |  | N |  | N |  | N | X |  | Northern States Power Co | 13780 | MN | 12.47 |  |  | N | [5 empty] | N
58137 | The College of New Jersey | 58165 | College of New Jersey | 2000 Pennington Road | Ewing | NJ | 8628 | Mercer | 40.2694 | -74.7733 | RFC | PJM | PJM Interconnection, LLC |  | 611 | NR | 5 | Commercial CHP | N |  | N |  | N |  |  | X |  | Public Service Elec & Gas Co | 15477 | NJ | 26.4 |  |  | N |  | PUBLIC SERVICE ELECTRIC & GAS CO |  |  |  | N
58138 | The Trustees of Smith College | 58166 | Smith College Central Heating Plant | 126 West St. | Northampton | MA | 1063 | Hampshire | 42.3125 | -72.6394 | NPCC | ISNE | ISO New England Inc. |  | 611 | NR | 5 | Commercial CHP | N |  | Y | QF10-13-000 | N |  | N | X |  | Massachusetts Electric Co | 11804 | MA | 13.8 |  |  | N | COLUMBIA GAS OF MASSACHUSETTS |  |  |  |  | N | N
58136 | William Floyd School District | 58167 | William Floyd School District | 338 Blanco Drive | Mastic Beach | NY | 11951 | Suffolk | 40.7769 | -72.8508 | NPCC | NYIS | New York Independent System Operator |  | 611 | NR | 5 | Commercial CHP | Y | QF-06-304-00 | Y | QF-06-304-000 | N |  | N | X |  | Long Island Power Authority | 11171 | NY | 13.8 |  |  | N | Other - See pipeline notes. |  |  |  | National Grid | N | X
58105 | University of Redlands | 58168 | Energy Center | 955 North Grove Street | Redlands | CA | 92373 | San Bernardino | 34.0631 | -117.1639 | WECC | CISO | California Independent System Operator |  | 611 | NR | 5 | Commercial CHP | N |  | N |  | N |  | N | X |  | Southern California Edison Co | 17609 | CA | 12 |  |  | N | SOUTHERN CALIFORNIA GAS COMPANY |  |  |  |  | N | X
58104 | California State University at Fullerton | 58169 | CSUF Trigeneration | 800 N St. College | Fullerton | CA | 92831 | Orange | 33.8806 | -117.8866 | WECC | CISO | California Independent System Operator |  | 611 | NR | 5 | Commercial CHP | N |  | N |  | N |  |  | X |  | Southern California Edison Co | 17609 | CA | 66 |  |  | N | SOUTHERN CALIFORNIA GAS COMPANY |  |  |  |  | N | X
58140 | San Bernardino Comm College Dist | 58170 | Crafton Hills College Solar Farm | 11711 Sand Canyon Road | Yucaida | CA | 92399 | San Bernardino | 34.0431 | -117.0989 | WECC | CISO | California Independent System Operator |  | 611 | NR | 4 | Commercial Non-CHP | N |  | N |  | N |  | N | X |  | Southern California Edison Co | 17609 | CA | 12 |  |  | N | [5 empty] | X | X
24211 | Tucson Electric Power Co | 58171 | Prairie Fire | 7540 E Old Vail Road | Tucson | AZ | 85747 | Pima | 32.1164 | -110.82 | WECC | TEPC | Tucson Electric Power Company |  | 22 | RE | 1 | Electric Utility | N |  | N |  | N |  | N | X |  | Tucson Electric Power Co | 24211 | AZ | 13.8 |  |  | N | [5 empty] | N | N
16864 | Seaside Heights Municipal Utility | 58172 | Seaside Heights Power Plant | Sherman Blvd | Seaside Heights | NJ | 8751 | Ocean | 39.9433 | -74.0786 | RFC | PJM | PJM Interconnection, LLC |  | 22 | RE | 1 | Electric Utility | N |  | N |  | N |  | N | X |  | Seaside Heights Municipal Utility | 16864 | NJ | 4.16 |  |  | N
58144 | BMW Manufacturing Co LLC | 58173 | BMW Manufacturing Co | 1400 Highway 101 South | Greer | SC | 29651 | Spartanburg | 34.8942 | -82.1783 | SERC | DUK | Duke Energy Carolinas |  | 336 | NR | 6 | Industrial Non-CHP | N |  | N |  | N |  | N | X |  | Duke Energy Carolinas, LLC | 5416 | SC | 13.2 |  |  | N | [5 empty] | N | X
57365 | Consolidated Edison Solutions Inc | 58174 | Wilson Solar | 115 Wilson Street | Spencer | MA | 1562 | Worcester | 42.2642 | -71.98 | NPCC | ISNE | ISO New England Inc. |  | 22 | NR | 2 | IPP Non-CHP | N |  | N |  | N |  | N | X |  | Western Massachusetts Electric Company | 20455 | MA | 13 |  |  | N
58146 | Gaelectric LLC | 58175 | Jawbone Wind Project | 3 miles northeast of Harlowton | Harlowton | MT | 59011 | Wheatland | 46.5081 | -109.7278 | WECC | NWMT | NorthWestern Energy (NWMT) |  | 22 | NR | 2 | IPP Non-CHP | N |  | N |  | N |  | N | X |  | NorthWestern Energy LLC - (MT) | 12825 | MT | 230 |  |  | N
58129 | Rock River Water Reclamation District | 58177 | Kishwaukee CHP Plant | 3333 Kishwaukee Street | Rockford | IL | 61109 | Winnebago | 42.2219 | -89.0933 | RFC | PJM | PJM Interconnection, LLC | UNK | 22 | NR | 3 | IPP CHP | N |  | Y | 07-725-000 | N |  | N | X |  | Commonwealth Edison Co | 4110 | IL | 12.47 |  |  | N | NICOR GAS |  |  |  |  | N | X
58148 | U.S. General Services Administration | 58178 | M. G. Emmett J. Bean Federal Center | 8899 E 56th Street | Indianapolis | IN | 46249 | Marion | 39.8531 | -86.0144 | RFC | MISO | Midcontinent Independent Transmission System Operator, Inc.. |  | 22 | NR | 2 | IPP Non-CHP | N |  | N |  | N |  | N | X |  | Indianapolis Power & Light Co | 9273 | IN | 0.48 |  |  | N | [5 empty] | N | X
58100 | Middle Tennessee State University | 58179 | MTSU Power Co-Gen Plant | 729 Champion Way | Murfreesboro | TN | 37132 | Rutherford | 35.8514 | -86.365 | SERC | TVA | Tennessee Valley Authority |  | 611 | NR | 5 | Commercial CHP | N |  | N |  | N |  | N | X |  | City of Murfreesboro | 13119 | TN | 12.47 |  |  | N | ATMOS ENERGY CORPORATION |  |  |  |  | N | X
58099 | Emcor Energy Services | 58180 | UNH 7.9 MW Plant | 2 Library Way | Durham | NH | 3824 | Strafford | 43.1367 | -70.9361 | NPCC | ISNE | ISO New England Inc. |  | 611 | NR | 5 | Commercial CHP | Y | QF05-83 | N |  | N |  | N | X |  | Public Service Co of NH | 15472 | NH | 34.5 |  |  | N | NORTHERN UTILITIES INC |  |  |  |  | N | X
58151 | Loyola University Health System | 58181 | Loyola University Health Plant | 2160S 1st Avenue | Maywood | IL | 60153 | Cook | 41.8558 | -87.8356 | RFC | PJM | PJM Interconnection, LLC |  | 622 | NR | 5 | Commercial CHP | N |  | N |  | N |  | N | X |  | Commonwealth Edison Co | 4110 | IL | 13 |  |  | N | NICOR GAS |  |  |  |  | N | N
58157 | Prairie Horizon Agri Energy LLC | 58183 | Prairie Horizon Agri Energy | 1664 E 100 Rd | Phillipsburg | KS | 67611 | Phillips | 39.7611 | -99.3058 | SPP | SWPP | Southwest Power Pool | Municipality | 325193 | NR | 7 | Industrial CHP | N |  | N |  | N |  | N | X |  | Prairie Land Electric Coop Inc | 13799 | KS | 13.8 |  |  | N |  | Tallgrass Interstate Gas Transmission |  |  |  | N | X
58156 | Rand Whitney Containerboard L.P. | 58184 | Rand Whitney CHP Plant | 370 Route 163 | Montville | CT | 6353 | New London | 41.4528 | -72.1361 | NPCC | ISNE | ISO New England Inc. |  | 32213 | NR | 7 | Industrial CHP | Y | QF 12-330-000 | N |  | N |  | N | X |  | Connecticut Light & Power Co | 4176 | CT | 23 |  |  | N | YANKEE GAS SVC CO |  |  |  |  | N | X
58152 | Amherst College | 58185 | Amherst College Co Gen | 151 College Street | Amherst | MA | 1002 | Hampshire | 42.3717 | -72.5122 | NPCC | ISNE | ISO New England Inc. | Amherst Water Department | 611 | NR | 5 | Commercial CHP | N |  | N |  | N |  | N | X |  | 4-County Electric Power Assn | 6641 | MS | 13.8 |  |  | N | BERKSHIRE GAS COMPANY THE |  |  |  |  | N | X
58154 | Hudson Valley Community College | 58186 | HVCC Cogen Plant | 80 Vandenburgh Avenue | Troy | NY | 12180 | Rensselaer | 42.6969 | -73.68 | NPCC | NYIS | New York Independent System Operator |  | 611 | NR | 5 | Commercial CHP | N |  | N |  | N |  | N | X |  | Niagara Mohawk Power Corp. | 13573 | NY | 13.2 |  |  | N |  | Other - Please explain in pipeline notes below. |  |  | The college gets gas from Natural Grid Power Corp - and thus does not have a pipeline. | N | N
58164 | 180 Raritan Energy Solutions, LLC | 58187 | 180 Raritan Solar | 180 Raritan Center Parkway | Edison | NJ | 8817 | Middlesex | 40.5161 | -74.34 | RFC | PJM | PJM Interconnection, LLC |  | 22 | NR | 2 | IPP Non-CHP | N |  | N |  | N |  |  | X |  | Public Service Elec & Gas Co | 15477 | NJ | 0.48 |  |  | N
60637 | Sentinel Peak Resources California, LLC | 58190 | Thomas M Knott Cogen Facility | 1821 Price Canyon Road | San Luis Obispo | CA | 93401 | San Luis Obispo | 35.1844 | -120.6183 | WECC | CISO | California Independent System Operator | NA | 211 | NR | 6 | Industrial Non-CHP | N |  | N |  | N |  | N | X |  | Pacific Gas & Electric Co | 14328 | CA | 24 |  |  | N | SOUTHERN CALIFORNIA GAS COMPANY |  |  |  |  | N | N
58153 | US Magnesium | 58191 | US Magnesium | 12819 N. Skull Valley Road | Rowley | UT | 84029 | Tooele | 40.9133 | -112.7339 | WECC | PACE | PacifiCorp - East | Wells | 331 | NR | 7 | Industrial CHP | Y | 97-75-001 | N |  | N |  | N | X |  | PacifiCorp | 14354 | UT | 13.8 |  |  | N | QUESTAR GAS COMPANY |  |  |  |  | N | N
58167 | Arkalon Ethanol LLC | 58192 | Arkalon Ethanol LLC | 8664 Road P | Liberal | KS | 67901 | Seward | 37.1106 | -100.8036 | SPP | SWPP | Southwest Power Pool | Wells | 325193 | NR | 7 | Industrial CHP | N |  | N |  | N |  | N | X |  | CMS Electric Coop Inc | 2774 | KS | 13.2 |  |  | N |  | PANHANDLE EASTERN PIPELINE COMPANY |  |  |  | N
58166 | Bonanza BioEnergy LLC | 58193 | Bonanza BioEnergy LLC | 2810 E HWY 50 | Garden City | KS | 67846 | Finney | 37.9586 | -100.8361 | SPP | SWPP | Southwest Power Pool | Garden City | 325 | NR | 7 | Industrial CHP | N |  | N |  | N |  | N | X |  | Wheatland Electric Coop, Inc | 20510 | KS | 12.4 |  |  | N |  | COLORADO INTERSTATE GAS COMPANY LLC |  |  |  | N | N
58159 | Penn State University | 58194 | West Campus Steam Plant | Burrows Road | University Park | PA | 16802 | Centre | 40.7928 | -77.8647 | RFC | PJM | PJM Interconnection, LLC | campus water | 611 | NR | 5 | Commercial CHP | N |  | N |  | N |  | N | X |  | West Penn Power Company | 20387 | PA | 12.47 |  |  | N |  | COLUMBIA GAS TRANSMISSION CORP |  |  |  | N
58159 | Penn State University | 58195 | East Campus Steam Plant | Porter Rd. | University Park | PA | 16802 | Centre | 40.8092 | -77.8475 | RFC | PJM | PJM Interconnection, LLC |  | 611 | NR | 5 | Commercial CHP | N |  | N |  | N |  | N | X |  | West Penn Power Company | 20387 | PA | 12.47 |  |  | N |  | COLUMBIA GAS TRANSMISSION CORP |  |  |  | N
58170 | Cargill Salt Hersey | 58196 | Cargill Salt Hersey | 1395 135th Ave | Hersey | MI | 49639 | Osceola | 43.8342 | -85.3558 | RFC | MISO | Midcontinent Independent Transmission System Operator, Inc.. | Wells | 2123 | NR | 7 | Industrial CHP | N |  | N |  | N |  | N | X |  | Great Lakes Energy Coop | 38084 | MI | 4.16 |  |  | N | Other - See pipeline notes. |  |  |  | DTE Energy Kalkaska Woolfolk 30" | N | X
58163 | Poet Biorefining Lake Crystal | 58197 | Poet Biorefining Lake Crystal | 19200 499th Avenue | Lake Crystal | MN | 56055 | Blue Earth | 44.0933 | -94.2767 | MRO | MISO | Midcontinent Independent Transmission System Operator, Inc.. | Lake Crystal | 325 | NR | 7 | Industrial CHP | N |  | N |  | N |  | N | X |  | South Central Electric Assn | 17550 | MN | 11 |  |  | N | CENTERPOINT ENERGY |  |  |  |  | N | X
58171 | University of California-San Francisco | 58198 | Parnassus Central Utility Plant | 25 Medical Center Way | San Francisco | CA | 94143 | San Francisco | 37.7625 | -122.4567 | WECC | CISO | California Independent System Operator | San Francisco Water Dept. | 611 | NR | 5 | Commercial CHP | Y | 97-143-000 | N |  | N |  | N | X |  | Pacific Gas & Electric Co | 14328 | CA | 12.4 |  |  | N | PACIFIC GAS |  |  |  |  | N
58172 | NRG Energy Center Phoenix LLC | 58199 | Arizona State University CHP | 800 E. Lemon St. | Tempe | AZ | 85287 | Maricopa | 33.4172 | -111.9283 | WECC | AZPS | Arizona Public Service Company | City of Tempe | 611 | NR | 5 | Commercial CHP | N |  | N |  | N |  | N | X |  | Arizona Public Service Co | 803 | AZ | 12.5 |  |  | N |  | EL PASO NATURAL GAS COMPANY LLC |  |  |  | N
58173 | Almatis Burnside Inc. | 58200 | Burnside Alumina Plant | 41237 Hwy 22 | Burnside | LA | 70738 | Ascension | 30.1342 | -90.9175 | SERC | MISO | Midcontinent Independent Transmission System Operator, Inc.. | River Water | 3313 | NR | 7 | Industrial CHP | N |  | N |  | N |  | N | X |  | Entergy Louisiana LLC | 11241 | LA | 4.16 |  |  | N |  | CYPRESS GAS P L CO | GULF SOUTH PIPELINE COMPANY LP |  |  | N
58174 | Monroe Newpower Corporation | 58201 | Monroe Community College Plant | 1000 Henrietta Road | Rochester | NY | 14623 | Monroe | 43.1039 | -77.6103 | NPCC | NYIS | New York Independent System Operator | Monroe County Water Authority | 611 | NR | 5 | Commercial CHP | N |  | N |  | N |  | N | X |  | Rochester Gas & Electric Corp | 16183 | NY | 345 |  |  | N | ROCHESTER GAS AND ELEC CORP |  |  |  |  | N | X
57354 | X-Elio North America Inc | 58202 | RE Victor Phelan Solar One LLC | 14320 Vinton Road | Adelanto | CA | 92301 | San Bernardino | 34.5123 | -117.4775 | WECC | CISO | California Independent System Operator |  | 22 | NR | 2 | IPP Non-CHP | N |  | Y | QF12-196-000 | N |  |  | X |  | Southern California Edison Co | 17609 | CA | 33 |  |  | N
56925 | FPLE Wind, LLC | 58203 | Minco Wind III, LLC | 491 County Road 1180 | Minco | OK | 73059 | Caddo | 35.3724 | -98.1827 | SPP | SWPP | Southwest Power Pool |  | 22 | NR | 2 | IPP Non-CHP | N |  | N |  | N |  |  | X |  | Oklahoma Gas & Electric Co | 14063 | OK | 345 |  |  | N | [5 empty] | X | X
56751 | Yolo County of | 58204 | Grassland 3&4 Solar Project | County Road 104 and Road 35 | Davis | CA | 95618 | Yolo | 38.5003 | -121.6942 | WECC | CISO | California Independent System Operator |  | 22 | NR | 2 | IPP Non-CHP | N |  | Y | QF13-88-000 | N |  |  | X |  | Pacific Gas & Electric Co | 14328 | CA | 12 |  |  | N
58176 | Veolia Energy Kansas City | 58205 | Grand Ave Plant | 115 Grand Boulevard | Kansas City | MO | 64106 | Jackson | 39.1119 | -94.5811 | SPP | SWPP | Southwest Power Pool | Missouri River | 22 | NR | 3 | IPP CHP | Y | 97-48-004 | N |  | N |  | N | X |  | Kansas City Power & Light Co | 10000 | MO | 13.8 |  |  | N |  | MISSOURI GAS ENERGY |  |  |  | N | X
14328 | Pacific Gas & Electric Co | 58206 | West Gates Solar Station | 18364 West Jayne Ave. | Huron | CA | 93234 | Fresno | 36.1422 | -120.1325 | WECC | CISO | California Independent System Operator |  | 22 | RE | 1 | Electric Utility | N |  | N |  | N |  |  | X |  | Pacific Gas & Electric Co | 14328 | CA | 12 |  |  | N
58178 | GSA Metropolitan Service Center | 58207 | Central Utility Plant at White Oak | 10903 New Hampshire Ave | Silver Spring | MD | 20903 | Montgomery | 39.0394 | -76.9825 | SERC | PJM | PJM Interconnection, LLC | Municipality - WSSC | 921 | NR | 5 | Commercial CHP | N |  | N |  | N |  | N | X |  | Potomac Electric Power Co | 15270 | DC | 13.8 |  |  | N | WASHINGTON GAS LIGHT COMPANY |  |  |  |  | N | N
58179 | Cinnamon Bay LLC | 58208 | Cinnamon Bay Edgeboro Landfill | 3 Brick Plant Road | East Brunswick | NJ | 8850 | Middlesex | 40.4653 | -74.3939 | RFC | PJM | PJM Interconnection, LLC |  | 22 | NR | 2 | IPP Non-CHP | N |  | Y | 10-575-000 | N |  | N | X |  | City of Murfreesboro | 13119 | TN | 26 | 13 |  | N |  | PUBLIC SERVICE ELECTRIC & GAS CO |  |  |  | N
58180 | Blackwell Wind, LLC | 58209 | NextEra-Blackwell Wind, LLC | 220 N 20th St | Blackwell | OK | 74361 | Kay | 36.8467 | -97.4175 | SPP | SWPP | Southwest Power Pool |  | 22 | NR | 2 | IPP Non-CHP | N |  | N |  | N |  |  | X |  | Oklahoma Gas & Electric Co | 14063 | OK | 69 |  |  | N
58185 | FirstLight Power Resources, Inc. - MA | 58210 | NFM Solar Power LLC | 100 Millers Falls Rd. | Northfield | MA | 1360 | Franklin | 42.6108 | -72.4742 | NPCC | ISNE | ISO New England Inc. |  | 22 | NR | 2 | IPP Non-CHP | N |  | N |  | N |  | N | X |  | Western Massachusetts Electric Company | 20455 | MA | 13.8 |  |  | N | [5 empty] | X | X
56791 | Hudson Ranch Power I LLC | 58211 | Hudson Ranch Power II LLC | 333 West McDonald Rd | Calipatria | CA | 92233 | Imperial | 33.2044 | -115.5567 | WECC | IID | Imperial Irrigation District | Imperial Irrigation Dist | 22 | NR | 2 | IPP Non-CHP | N |  | N |  | N |  |  | X |  | Imperial Irrigation District | 9216 | CA | 230 |  |  | N
5416 | Duke Energy Carolinas, LLC | 58212 | Buzzard Roost GT | 35797 SC Hwy 34 | Chappells | SC | 29037 | Greenwood | 34.1714 | -81.9117 | SERC | DUK | Duke Energy Carolinas |  | 22 | RE | 1 | Electric Utility | N |  | N |  | N |  | N | X |  | Duke Energy Carolinas, LLC | 5416 | NC | 100 |  |  | N |  | CAROLINA GAS TRANSMISSION CORP |  |  |  | X | X
58182 | SunE AZ2 LLC | 58213 | Saddle Mountain Solar I | 52500 W Baseline Road | Tonopah | AZ | 85354 | Maricopa | 33.3783 | -113.1808 | WECC | AZPS | Arizona Public Service Company |  | 22 | NR | 2 | IPP Non-CHP | N |  | Y | 13,50 | N |  |  | X |  | Arizona Public Service Co | 803 | AZ | 12 |  |  | N
56769 | Consolidated Edison Development Inc. | 58214 | West Greenwich Solar | 179 Plain Meeting House Road | West Greenwich | RI | 2817 | Kent | 41.6494 | -71.71 | NPCC | ISNE | ISO New England Inc. |  | 22 | NR | 2 | IPP Non-CHP | N |  | Y | QF13-238 | N |  |  | X |  | New England Power Company | 13433 |  | 13 |  |  | N
3046 | Duke Energy Progress - (NC) | 58215 | Lee Combined Cycle Plant | 1199 Black Jack Church Road | Goldsboro | NC | 27530 | Wayne | 35.3736 | -78.0894 | SERC | DUK | Duke Energy Carolinas | Quaker Neck Lake | 22 | RE | 1 | Electric Utility | N |  | N |  | N |  | N | X |  | Duke Energy Carolinas, LLC | 5416 | NC | 230 |  |  | N | PIEDMONT NATURAL GAS |  |  |  |  | N | N
58183 | J.R. Simplot Company | 58216 | J.R. Simplot Company | 16777 Howland Road | Lathrop | CA | 95330 | San Joaquin | 37.8069 | -121.2775 | WECC | CISO | California Independent System Operator | Wells | 325311 | NR | 6 | Industrial Non-CHP | N |  | Y | 06-61 | N |  | N | X |  | Pacific Gas & Electric Co | 14328 | CA | 115 |  |  | N
56751 | Yolo County of | 58217 | Grassland 1&2 Solar Project | County Road 104 and Road 35 | Davis | CA | 95618 | Yolo | 38.5003 | -121.6942 | WECC | CISO | California Independent System Operator |  | 22 | NR | 2 | IPP Non-CHP | N |  | Y | QF13-89-000 | N |  |  | X |  | Pacific Gas & Electric Co | 14328 | CA | 12 |  |  | N
13902 | NorthWestern Energy | 58218 | Spion Kop Wind Farm | 7735 South Peak Rd | Geyser | MT | 59701 | Judith Basin | 47.3333 | -110.6392 | WECC | NWMT | NorthWestern Energy (NWMT) |  | 22 | RE | 1 | Electric Utility | N |  | N |  | N |  | N | X |  | NorthWestern Energy LLC - (MT) | 12825 | MT | 100 |  |  | N
58186 | GL Dairy Biogas LLC | 58219 | GL Dairy Biogas | Schneider Road | Springfield | WI | 53562 | Dane | 43.1244 | -89.545 | MRO | MISO | Midcontinent Independent Transmission System Operator, Inc.. |  | 22 | NR | 2 | IPP Non-CHP | N |  | N |  | N |  | N | X |  | Madison Gas & Electric Co | 11479 | WI | 13.8 |  |  | N
58187 | Haviland Plastic Products Co | 58220 | Haviland Plastic Products | 100 West Main Street | Haviland | OH | 45851 | Paulding | 41.0161 | -84.5875 | RFC | PJM | PJM Interconnection, LLC |  | 326 | NR | 6 | Industrial Non-CHP | N |  | N |  | N |  |  | X |  | Ohio Power Co | 14006 | OH | 12.47 |  |  | N
58194 | E.B. Eddy Paper Inc | 58222 | E.B. Eddy Paper Inc | 1700 Washington Avenue | Port Huron | MI | 48060 | St Clair | 42.9896 | -82.4379 | RFC | MISO | Midcontinent Independent Transmission System Operator, Inc.. | St Clair River | 322 | NR | 7 | Industrial CHP | N |  | N |  | N |  | N | X |  | DTE Electric Company | 5109 | MI | 40 |  |  | N | SEMCO ENERGY GAS COMPANY |  |  |  |  | N
58195 | Hoag Memorial Presbyterian Hospital | 58223 | Hoag Hospital Cogen Plant | 1 Hoag Drive | Newport Beach | CA | 92658 | Orange | 33.6228 | -117.9364 | WECC | CISO | California Independent System Operator | Municipality | 622 | NR | 5 | Commercial CHP | N |  | N |  | N |  | N | X |  | Southern California Edison Co | 17609 | CA | 12 |  |  | N | SOUTHERN CALIFORNIA GAS COMPANY |  |  |  |  | N
58188 | Central Connecticut State University | 58224 | CCSU Co-Gen-STBY Gen | 1615 Stanley Street, East Hall | New Britain | CT | 6050 | Hartford | 41.6914 | -72.7686 | NPCC | ISNE | ISO New England Inc. |  | 611 | NR | 5 | Commercial CHP | N |  | N |  | N |  | N | X |  | Connecticut Light & Power Co | 4176 | CT | 13.8 |  |  | N | CONNECTICUT NAT GAS CORP |  |  |  |  | N
58197 | Newberry Solar 1 LLC | 58226 | Newberry Solar 1 LLC | 32952 Mountain View Road | Newberry Springs | CA | 92365 | San Bernardino | 34.8536 | -116.6831 | WECC | CISO | California Independent System Operator |  | 22 | NR | 2 | IPP Non-CHP | N |  | N |  | N |  | N | X |  | Southern California Edison Co | 17609 | CA | 12 |  |  | N | [5 empty] | N | X
58198 | Highlander Solar 2, LLC | 58227 | SEPV9 Power Plant | 3462 Morongo Road | Twentynine Palms | CA | 92277 | San Bernardino | 34.1922 | -116.0903 | WECC | CISO | California Independent System Operator | UNK | 22 | NR | 2 | IPP Non-CHP | N |  | Y | QF13-359 | N |  |  | X |  | Southern California Edison Co | 17609 | CA | 33 |  |  | N
58201 | Milford Solar LLC | 58228 | Milford Solar Farm | 686 Milford-Harrington Highwat | Milford | DE | 19963 | Kent | 38.9231 | -75.4533 | RFC | PJM | PJM Interconnection, LLC |  | 22 | NR | 2 | IPP Non-CHP | N |  | Y | QF13-143-000 | N |  |  | X |  | City of Milford - (DE) | 12540 | DE | 24.9 |  |  | N
58202 | Energy Alternatives Wholesale LLC | 58229 | Lake Marion | 24232 Pillsbury Avenue | Lakeville | MN | 55044 | Dakota | 44.6003 | -93.2939 | MRO | MISO | Midcontinent Independent Transmission System Operator, Inc.. |  | 22 | NR | 2 | IPP Non-CHP | N |  | N |  | Y | EG12-97-000 | N | X |  | Dakota Electric Association | 25177 | MN | 12.47 |  |  | N | [5 empty] | X | X
58202 | Energy Alternatives Wholesale LLC | 58230 | Hastings | 17151 Joan Avenue | Hastings | MN | 55033 | Dakota | 44.7 | -92.8936 | MRO | MISO | Midcontinent Independent Transmission System Operator, Inc.. |  | 22 | NR | 2 | IPP Non-CHP | N |  | N |  | Y | EG12-97-000 | N | X |  | Dakota Electric Association | 25177 | MN | 12.47 |  |  | N | [5 empty] | X | X
58203 | NRG Energy Center Eagles LLC | 58231 | Lincoln Financial Field | 1 Lincoln Financial Way | Philadelphia | PA | 19148 | Philadelphia | 39.9008 | -75.1675 | RFC | PJM | PJM Interconnection, LLC |  | 22 | NR | 2 | IPP Non-CHP | N |  | N |  | N |  |  | X |  | PECO Energy Co | 14940 | PA | 13.2 |  |  | N
58661 | Sustainable Power Group, LLC | 58232 | Tahquitz High School | 4425 Tital Trail | Hemet | CA | 92545 | Riverside | 33.7672 | -117.0175 | WECC | CISO | California Independent System Operator |  | 611 | NR | 4 | Commercial Non-CHP | N |  | N |  | N |  | N | X |  | Southern California Edison Co | 17609 | CA | 0.48 |  |  | N | [5 empty] | X | X
57421 | BayWa r.e Wind LLC | 58233 | Wagner Wind LLC | 63335 19th Avenue | Palm Springs | CA | 92240 | Riverside | 33.9089 | -116.5556 | WECC | CISO | California Independent System Operator |  | 22 | NR | 2 | IPP Non-CHP | N |  | Y | QF13-387-000 | N |  | N | X |  | Southern California Edison Co | 17609 | CA | 33 |  |  | N | [5 empty] | N | X
58211 | Highlander Solar 1, LLC | 58234 | SEPV 8 | 4450 Lear Avenue | Twentynine Palms | CA | 92277 | San Bernardino | 34.1719 | -116.1525 | WECC | CISO | California Independent System Operator |  | 22 | NR | 2 | IPP Non-CHP | N |  | Y | QF13-358 | N |  |  | X |  | Southern California Edison Co | 17609 | CA | 33 |  |  | N
19856 | City of Vineland - (NJ) | 58235 | Clayville | 4087 S Lincoln Avenue | Vineland | NJ | 8361 | Cumberland | 39.4244 | -75.02 | RFC | PJM | PJM Interconnection, LLC |  | 22 | RE | 1 | Electric Utility | N |  | N |  | N |  | N | X |  | Atlantic City Electric Co | 963 | NJ | 69 |  |  | N | SOUTH JERSEY GAS COMPANY |  |  |  |  | N | X
9417 | Interstate Power and Light Co | 58236 | Marshalltown Generating Station | 2115 East Nevada Street | Marshalltown | IA | 50158 | Marshall | 42.0433 | -92.8728 | MRO | MISO | Midcontinent Independent Transmission System Operator, Inc.. | Municipality | 22 | RE | 1 | Electric Utility | N |  | N |  | N |  | N | X |  | ITC Midwest LLC | 56161 |  | 161 |  |  | N |  | NORTHERN BORDER P L CO |  |  |  | N
58213 | New Britain Renewable Energy, LLC | 58237 | CCSU Fuel Cell Project | 40 Wells Street | New Britain | CT | 6053 | Hartford | 41.6919 | -72.7611 | NPCC | ISNE | ISO New England Inc. |  | 611 | NR | 5 | Commercial CHP | N |  | N |  | N |  | N | X |  | Connecticut Light & Power Co | 4176 | CT | 4.16 |  |  | N | CONNECTICUT NAT GAS CORP |  |  |  |  | N | X
58212 | Georgia Mountain Community Wind, LLC | 58238 | Georgia Mountain Community Wind Farm | 1290 Ted Road | Milton | VT | 5468 | Chittenden | 44.6617 | -73.07 | NPCC | ISNE | ISO New England Inc. |  | 22 | NR | 2 | IPP Non-CHP | N |  | Y | QF12-306-000 | N |  | N | X |  | Green Mountain Power Corp | 7601 | VT | 34.5 |  |  | N | [5 empty] | N | X
57081 | WGL Energy Systems, Inc | 58239 | Kent County-Kennedyville | 11651 Kennedyville Road | Kennedyville | MD | 21645 | Kent | 39.2972 | -75.9822 | RFC | PJM | PJM Interconnection, LLC |  | 22 | NR | 2 | IPP Non-CHP | N |  | N |  | N |  |  | X |  | Delmarva Power | 5027 | MD | 24.94 |  |  | N
57081 | WGL Energy Systems, Inc | 58240 | Kit Carson | 195 Ventero Road | Amalia | NM | 87512 | Taos | 36.9667 | -105.4381 | WECC | PNM | Public Service Company of New Mexico |  | 22 | NR | 2 | IPP Non-CHP | N |  | N |  | N |  |  | X |  | Kit Carson Electric Coop, Inc | 10378 | NM | 24.9 |  |  | N
57081 | WGL Energy Systems, Inc | 58241 | Rock Hall | 6015 N Main Street | Rock Hall | MD | 21661 | Kent | 39.1444 | -76.2316 | RFC | PJM | PJM Interconnection, LLC |  | 22 | NR | 2 | IPP Non-CHP | N |  | N |  | N |  |  | X |  | Delmarva Power | 5027 | MD | 25 |  |  | N
56545 | Pattern Operators LP | 58242 | Pattern Panhandle Wind LLC | 1797 FM 2385 | Panhandle | TX | 79068 | Carson | 35.4275 | -101.2531 | TRE | ERCO | Electric Reliability Council of Texas, Inc. |  | 22 | NR | 2 | IPP Non-CHP | N |  | N |  | N |  | N | X |  | Cross Texas Transmission | 60065 |  | 345 |  |  | N | [5 empty] | X | X
57081 | WGL Energy Systems, Inc | 58243 | Kent County - Worton Complex | 11401 Worton Road | Worton | MD | 21678 | Kent | 39.2808 | -76.0908 | RFC | PJM | PJM Interconnection, LLC |  | 22 | NR | 2 | IPP Non-CHP | N |  | N |  | N |  |  | X |  | Choptank Electric Coop, Inc | 3503 | MD | 12.47 |  |  | N
58661 | Sustainable Power Group, LLC | 58244 | West Valley High School Solar | 3401 Mustang Way | Hemet | CA | 92545 | Riverside | 33.7197 | -117.0097 | WECC | CISO | California Independent System Operator |  | 611 | NR | 4 | Commercial Non-CHP | N |  | N |  | N |  | N | X |  | Pacific Gas & Electric Co | 14328 | CA | 0.48 |  |  | N | [5 empty] | X | X
58220 | Northeastern Illinois University | 58245 | Northeastern Illinois University Cogen | 5500 N St Louis Ave | Chicago | IL | 60625 | Cook | 41.9811 | -87.7192 | RFC | PJM | PJM Interconnection, LLC |  | 611 | NR | 5 | Commercial CHP | N |  | N |  | N |  | N | X |  | Commonwealth Edison Co | 4110 | IL | 41.6 |  |  | N | PEOPLES GAS LIGHT AND COKE COMPANY |  |  |  |  | N | N
58221 | LES Operations Services LLC | 58246 | Millersville LFG | 389 Burns Crossing Road | Severn | MD | 21144 | Anne Arundel | 39.0847 | -76.6764 | RFC | PJM | PJM Interconnection, LLC |  | 22 | NR | 2 | IPP Non-CHP | N |  | N |  | N |  | N | X |  | Baltimore Gas & Electric Co | 1167 | MD | 13 |  |  | N
11208 | Los Angeles Department of Water & Power | 58248 | Pierce College | 6201 Winnetka Ave | Wilmington | CA | 90744 | Los Angeles | 34.1836 | -118.5747 | WECC | LDWP | Los Angeles Department of Water and Power | N/A | 611 | NR | 4 | Commercial Non-CHP | N |  | N |  | N |  | N | X |  | Los Angeles Department of Water & Power | 11208 | CA | 34.5 |  |  | N
11208 | Los Angeles Department of Water & Power | 58249 | VA Sepulveda Ambulatory Care Center | 15830 Lassen St | North Hills | CA | 91343 | Los Angeles | 34.2489 | -118.4833 | WECC | LDWP | Los Angeles Department of Water and Power | N/A | 621 | NR | 4 | Commercial Non-CHP | N |  | N |  | N |  | N | X |  | Los Angeles Department of Water & Power | 11208 | CA | 34.5 |  |  | N
54842 | WM Renewable Energy LLC | 58250 | Tullytown | 200 Bordertown Road | Morrisville | PA | 19067 | Bucks | 40.1514 | -74.7806 | RFC | PJM | PJM Interconnection, LLC |  | 22 | NR | 2 | IPP Non-CHP | N |  | N |  | N |  | N | X |  | PECO Energy Co | 14940 | PA | 33 |  |  | N | [5 empty] | X | X
58223 | C&H Sugar Company Inc | 58251 | C&H Sugar Plant | 830 Loring Ave | Crockett | CA | 94525 | Contra Costa | 38.0572 | -122.2189 | WECC | CISO | California Independent System Operator | Municipality | 311 | NR | 7 | Industrial CHP | N |  | N |  | N |  | N | X |  | Pacific Gas & Electric Co | 14328 | CA | 230 |  |  | N | [5 empty] | N | N
58229 | Howard County - Maryland | 58252 | Alpha Ridge LFG | 2350 Marriottsville Road | Marriottsville | MD | 21104 | Howard | 39.305 | -76.9019 | RFC | PJM | PJM Interconnection, LLC |  | 22 | NR | 2 | IPP Non-CHP | N |  | N |  | N |  |  | X |  | Baltimore Gas & Electric Co | 1167 | MD | 13.8 |  |  | N
11208 | Los Angeles Department of Water & Power | 58253 | CBS Television City | 7800 beverly Blvd | Los Angeles | CA | 90036 | Los Angeles | 34.075 | -118.36 | WECC | LDWP | Los Angeles Department of Water and Power |  | 512 | NR | 4 | Commercial Non-CHP | N |  | N |  | N |  | N | X |  | Los Angeles Department of Water & Power | 11208 | CA | 34.5 |  |  | N
11268 | City of Lowell - (MI) | 58254 | Chatham | 625 Chatham | Lowell | MI | 49331 | Kent | 42.9344 | -85.3475 | RFC | MISO | Midcontinent Independent Transmission System Operator, Inc.. | Municipality Water System | 22 | RE | 1 | Electric Utility | N |  | N |  | N |  | N | X |  | City of Lowell - (MI) | 11268 | MI | 138 |  |  | N | CONSUMERS ENERGY COMPANY |  |  |  |  | N | X
18315 | Sunflower Electric Power Corp | 58255 | Rubart | 14255 East U.S. 160 Highway | Ulysses | KS | 67880 | Grant | 37.5586 | -101.0994 | SPP | SWPP | Southwest Power Pool | Wells | 22 | RE | 1 | Electric Utility | N |  | N |  | N |  | N | X |  | Sunflower Electric Power Corp | 18315 |  | 115 |  |  | N |  | SOUTHERN STAR CENTRAL GAS PIPELINE |  |  |  | N | X
11204 | Los Alamos County | 58256 | Los Alamos PV Site | 3701 E Jemez Road | Los Alamos | NM | 87544 | Los Alamos | 35.8756 | -106.31 | WECC | PNM | Public Service Company of New Mexico |  | 22 | RE | 1 | Electric Utility | N |  | N |  | N |  | N | X |  | Los Alamos County | 11204 | NM | 13.8 |  |  | Y
11118 | Lockhart Power Co | 58257 | Upper Pacolet Hydro | 75 Limestone Street | Pacolet | SC | 29372 | Spartanburg | 34.9214 | -81.7456 | SERC | DUK | Duke Energy Carolinas | Pacolet River | 22 | RE | 1 | Electric Utility | N |  | N |  | N |  | N | X |  | Lockhart Power Co | 11118 | SC | 34.5 |  |  | N
10810 | LAX Airport | 58258 | Central Utilities Plant LAX 2 | 275 Center Way | Los Angeles | CA | 90045 | Los Angeles | 33.9439 | -118.4042 | WECC | LDWP | Los Angeles Department of Water and Power | Municipality | 4881 | NR | 5 | Commercial CHP | N |  | N |  | N |  | N | X |  | Los Angeles Department of Water & Power | 11208 | CA | 4.16 |  |  | N | SOUTHERN CALIFORNIA GAS COMPANY |  |  |  |  | N
58233 | Kalaeloa Solar Two LLC | 58259 | Kalaeloa Solar Two | 100-958 Boxer Street | Honolulu | HI | 96707 | Honolulu | 21.32 | -158.0869 | HICC |  |  |  | 22 | NR | 2 | IPP Non-CHP | N |  | Y | QF13-45-000 | N |  | N | X |  | Hawaiian Electric Co Inc | 19547 | HI | 46 |  |  | N | [5 empty] | X | X
19876 | Virginia Electric & Power Co | 58260 | Brunswick County Power Station | 20100 Governor Harrison Parkwa | Freeman | VA | 23856 | Brunswick | 36.765 | -77.7139 | SERC | PJM | PJM Interconnection, LLC | NA | 22 | RE | 1 | Electric Utility | N |  | N |  | N |  | N | X |  | Virginia Electric & Power Co | 19876 | VA | 500 |  |  | N |  | TRANSCONTINENTAL GAS PIPELINE |  |  |  | N
58238 | Enfinity NorCal 1 FAA LLC | 58261 | FAA NorCal TRACON | 11375 Douglas Rd | Mather AFB | CA | 95655 | Sacramento | 38.5595 | -121.2576 | WECC | BANC | Balancing Authority of Northern California |  | 22 | NR | 2 | IPP Non-CHP | N |  | N |  | N |  |  | X |  | Sacramento Municipal Util Dist | 16534 | CA | 0.48 |  |  | N
58239 | Desert Sky Solar LLC | 58262 | Badger 1 | 35324 W Indian School Road | Tonopah | AZ | 85354 | Maricopa | 33.498 | -112.8135 | WECC | AZPS | Arizona Public Service Company |  | 22 | NR | 2 | IPP Non-CHP | N |  | Y | QF13-274-000 | N |  |  | X |  | Arizona Public Service Co | 803 | AZ | 69 |  |  | N
58240 | COT/Division of Water Reclamation | 58263 | Bay View Cogeneration Facility | 3900 N Summit Street, Bldg 1 | Toledo | OH | 43611 | Lucas | 41.6883 | -83.4847 | RFC | PJM | PJM Interconnection, LLC | City Water | 22 | RE | 1 | Electric Utility | N |  | N |  | N |  | N | X |  | The Toledo Edison Co | 18997 | OH | 69 |  |  | N | COLUMBIA GAS OF OHIO |  |  |  |  | N
57369 | Apple, Inc | 58264 | Apple Data Center - Fuel Cell 1&2 | 5977 Startown Road | Maiden | NC | 28650 | Catawba | 35.5883 | -81.2667 | SERC | DUK | Duke Energy Carolinas |  | 518 | NR | 4 | Commercial Non-CHP | N |  | Y | 12-327 | N |  | N | X |  | Duke Energy Carolinas, LLC | 5416 | NC | 12.47 |  |  | N | [5 empty] | N | N
58247 | National Centers for Animal Health | 58265 | NCAH Central Utility Plant | 1920 Dayton Avenue | Ames | IA | 50010 | Story | 42.0461 | -93.5794 | MRO | MISO | Midcontinent Independent Transmission System Operator, Inc.. |  | 921 | NR | 5 | Commercial CHP | N |  | N |  | N |  | N | X |  | Interstate Power and Light Co | 9417 | IA | 13.2 |  |  | N |  | NORTHERN NATURAL GAS |  |  |  | N | X
15248 | Portland General Electric Co | 58266 | Port Westward Unit 2 | 81566 Kallunki Rd | Clatskanie | OR | 97016 | Columbia | 46.1789 | -123.1719 | WECC | PGE | Portland General Electric Company | Columbia River | 22 | RE | 1 | Electric Utility | N |  | N |  | N |  | N | X |  | Portland General Electric Co | 15248 | OR | 230 |  |  | N | NORTHWEST NATURAL GAS CO | PACIFIC GAS | PACIFIC GAS |  |  | N
19541 | University of North Carolina | 58268 | UNC-CH LFG Facility | 137 Municipal Drive | Chapel Hill | NC | 27516 | Orange | 35.9386 | -79.0592 | SERC | DUK | Duke Energy Carolinas |  | 611 | NR | 4 | Commercial Non-CHP | N |  | Y | 13-18-010 | N |  | N | X |  | Duke Energy Carolinas, LLC | 5416 | NC | 12.47 |  |  | N | [5 empty] | N | N
58240 | COT/Division of Water Reclamation | 58269 | Bay View Backup Power Facility | 3900 N Summit Street, Bldg #1 | Toledo | OH | 43611 | Lucas | 41.6883 | -83.4847 | RFC | PJM | PJM Interconnection, LLC | City Water | 22 | RE | 1 | Electric Utility | N |  | N |  | N |  | N | X |  | The Toledo Edison Co | 18997 | OH | 69 |  |  | N | COLUMBIA GAS OF OHIO |  |  |  |  | N
59622 | Ahana Renewables, LLC | 58270 | Acushnet AD Makepeace | 158 Tihonet Drive | Wareham | MA | 2571 | Plymouth | 41.7989 | -70.7436 | NPCC | ISNE | ISO New England Inc. |  | 22 | NR | 2 | IPP Non-CHP | N |  | Y | QF13-583-000 | N |  |  | X |  | NSTAR Electric Company | 54913 | MA | 22.9 |  |  | N
59622 | Ahana Renewables, LLC | 58271 | Acushnet Hawes Reed Road | 968 Old Reed Road | Dartmouth | MA | 2747 | Bristol | 41.6622 | -71.0425 | NPCC | ISNE | ISO New England Inc. |  | 22 | NR | 2 | IPP Non-CHP | N |  | Y | QF13-584-000 | N |  | N | X |  | NSTAR Electric Company | 54913 | MA | 13.2 |  |  | N
59622 | Ahana Renewables, LLC | 58272 | Easthampton Landfill-City of Easthampton | Oliver Street Landfill, 200 Ol | Easthampton | MA | 1027 | Hampshire | 42.2869 | -72.7014 | NPCC | ISNE | ISO New England Inc. |  | 22 | NR | 2 | IPP Non-CHP | N |  | Y | QF14-236-000 | N |  | N | X |  | NSTAR Electric Company | 54913 | MA | 22.9 |  |  | N
60025 | Greenbacker Renewable Energy Corporation | 58273 | South Robeson Farm | 7821 Hwy 710 | Rowland | NC | 28383 | Robeson | 34.5611 | -79.281 | SERC | CPLE | Progress Energy Carolinas - EAST |  | 22 | NR | 2 | IPP Non-CHP | N |  | Y | 11-465 | N |  |  | X |  | Duke Energy Progress - (NC) | 3046 | NC | 22.8 |  |  | N
59462 | Heelstone Energy Holdings, LLC | 58274 | Raeford Farm | 1479 E. Palmer Street | Raeford | NC | 28376 | Hoke | 34.9689 | -79.2119 | SERC | CPLE | Progress Energy Carolinas - EAST |  | 22 | NR | 2 | IPP Non-CHP | N |  | Y | 11-468 | N |  | N | X |  | Duke Energy Progress - (NC) | 3046 | NC | 12 |  |  | N | [5 empty] | X | X
59155 | First Wind O&M, LLC | 58275 | Mass Midstate Solar 3 | 361 Little Rest Road | Warren | MA | 1083 | Worcester | 42.2197 | -71.8786 | NPCC | ISNE | ISO New England Inc. |  | 22 | NR | 2 | IPP Non-CHP | N |  | Y | QF13-627 | N |  | N | X |  | Massachusetts Electric Co | 11804 | MA | 13 |  |  | N
59155 | First Wind O&M, LLC | 58276 | Mass Midstate Solar 2 | 361 Little Rest Road | Warren | MA | 1083 | Worcester | 42.1704 | -72.2001 | NPCC | ISNE | ISO New England Inc. |  | 22 | NR | 2 | IPP Non-CHP | N |  | Y | QF13-628 | N |  | N | X |  | Massachusetts Electric Co | 11804 | MA | 13 |  |  | N
8286 | Hawaiian Commercial and Sugar Company | 58277 | Paia Hydroelectric Plant | Baldwin Avenue | Paia | HI | 96779 | Maui | 20.8867 | -156.3378 |  |  | Hawaiian Electric Co Inc | Kamaole Weir/Wailoa Ditch | 111 | NR | 6 | Industrial Non-CHP | N |  | N |  | N |  | N | X |  | Maui Electric Co Ltd | 11843 | HI | 69 |  |  | N | [5 empty] | X | X
57494 | TDX North Slope Generating Inc. | 58278 | TNSG North Plant | 100 Power Plant Way | Deadhorse | AK | 99374 | North Slope | 70.2353 | -148.3836 | ASCC |  |  |  | 22 | RE | 1 | Electric Utility | N |  | N |  | N |  | N | X |  | TDX North Slope Generating Co | 19277 | AK | 12.47 | 4.16 |  | N | NORGASCO INC |  |  |  |  | N | X
59155 | First Wind O&M, LLC | 58279 | Mass Midstate Solar 1 | 361 Little Rest Road | Warren | MA | 1083 | Worcester | 42.2197 | -71.8783 | NPCC | ISNE | ISO New England Inc. |  | 22 | NR | 2 | IPP Non-CHP | N |  | Y | QF13-629 | N |  | N | X |  | Massachusetts Electric Co | 11804 | MA | 13 |  |  | N
59155 | First Wind O&M, LLC | 58280 | Millbury Solar | 29 McGrath Road | Millbury | MA | 1527 | Worcester | 42.1647 | -71.795 | NPCC | ISNE | ISO New England Inc. |  | 22 | NR | 2 | IPP Non-CHP | N |  | Y | QF13-626 | N |  | N | X |  | Massachusetts Electric Co | 11804 | MA | 13 |  |  | N
60987 | Lanikuhana Solar LLC | 58281 | Lanikuhana Solar LLC | 94-840 Lanikuhana Ave | Mililani | HI | 96789 | Honolulu | 21.4287 | -158.0236 | HICC | HECO | Hawaiian Electric Co Inc |  | 22 | NR | 2 | IPP Non-CHP | N |  | N |  | N |  | N | X |  | Hawaiian Electric Co Inc | 19547 | HI | 138 |  |  | N | [5 empty] | X | X
58258 | SunRay Power LLC | 58282 | Leicester One MA Solar LLC | 370 Auburn Street | Leicester | MA | 1254 | Worcester | 42.2228 | -71.8786 | NPCC | ISNE | ISO New England Inc. |  | 22 | NR | 2 | IPP Non-CHP | N |  | Y | QF 14-645 | N |  | N | X |  | Massachusetts Electric Co | 11804 | MA | 13 |  |  | N
58598 | Mass Solar, LLC | 58283 | Freetown Solar | Chace Road | Freetown | MA | 2717 | Bristol | 41.7664 | -70.9808 | NPCC | ISNE | ISO New England Inc. |  | 22 | NR | 2 | IPP Non-CHP | N |  | N |  | N |  |  | X |  | NSTAR Electric Company | 54913 | MA | 13 |  |  | N
15473 | Public Service Co of NM | 58284 | La Luz Energy Center | 11 Wa-Shee Rd | Belen | NM | 87002 | Valencia | 34.6161 | -106.815 | WECC | PNM | Public Service Company of New Mexico | Santa Fe Group Aquifier | 22 | RE | 1 | Electric Utility | N |  | N |  | N |  | N | X |  | Public Service Co of NM | 15473 | NM | 115 |  |  | N |  | None |  |  |  | N
59455 | Venable Solar, LLC | 58289 | Venable Solar 1 | 881 1/2 S Intake Boulevard | Blythe | CA | 92225 | Riverside | 33.5989 | -114.5717 | WECC | CISO | California Independent System Operator |  | 22 | NR | 2 | IPP Non-CHP | N |  | Y | Q15-146-000 | N |  |  | X |  | Southern California Edison Co | 17609 | CA | 12 |  |  | N
59455 | Venable Solar, LLC | 58290 | Venable Solar 2 | 882 S Intake Boulevard | Blythe | CA | 92225 | Riverside | 33.5972 | -114.5717 | WECC | CISO | California Independent System Operator |  | 22 | NR | 2 | IPP Non-CHP | N |  | Y | QF15-142-000 | N |  | N | X |  | Southern California Edison Co | 17609 | CA | 12 |  |  | N
57031 | Beacon Power LLC | 58291 | Tehachapi Spindle |  | Mojave | CA | 93501 | Kern | 35.0461 | -118.1947 | WECC | CISO | California Independent System Operator |  | 22 | NR | 2 | IPP Non-CHP | N |  | N |  | N |  |  | X |  | Southern California Edison Co | 17609 | CA | 230
58863 | Main Street Power | 58292 | Jewish Community Center PV | 12701 N. Scottsdale Road | Scottsdale | AZ | 85254 | Maricopa | 33.6031 | -111.9247 | WECC | AZPS | Arizona Public Service Company |  | 22 | NR | 2 | IPP Non-CHP | N |  | Y | 13-300-000 | N |  | N | X |  | Arizona Public Service Co | 803 | AZ | 0.48 |  |  | N | [5 empty] | X | X
58863 | Main Street Power | 58293 | Paradise Valley H.S. PV | 3950 E Bell Rd | Phoenix | AZ | 85032 | Maricopa | 33.6416 | -111.9997 | WECC | AZPS | Arizona Public Service Company |  | 22 | NR | 2 | IPP Non-CHP | N |  | Y | 13-299-000 | N |  |  | X |  | Arizona Public Service Co | 803 | AZ | 0.48 |  |  | N | [5 empty] | X | X
50158 | Innovative Energy Systems Inc | 58295 | SREC Bath LFGTE | 5612 Turnpike Road | Bath | NY | 14810 | Steuben | 42.3223 | -77.3856 | NPCC | NYIS | New York Independent System Operator |  | 22 | NR | 2 | IPP Non-CHP | N |  | N |  | N |  | N | X |  | New York State Elec & Gas Corp | 13511 | NY | 34.5 |  |  | N | [5 empty] | N | X
57128 | Bloom Energy | 58296 | Roll Delano 2 | 1701 South Lexington Street | Delano | CA | 93215 | Kern | 35.7397 | -119.2381 | WECC | CISO | California Independent System Operator |  | 22 | NR | 2 | IPP Non-CHP | N |  | N |  | N |  |  | X |  | Pacific Gas & Electric Co | 14328 | CA | 0.48 |  |  | N | SOUTHERN CALIFORNIA GAS COMPANY |  |  |  |  | N
57128 | Bloom Energy | 58297 | Roll Delano | 1901 South Lexington Street | Delano | CA | 93215 | Kern | 35.7342 | -119.2367 | WECC | CISO | California Independent System Operator |  | 22 | NR | 2 | IPP Non-CHP | N |  | N |  | N |  |  | X |  | Pacific Gas & Electric Co | 14328 | CA | 0.48 |  |  | N | SOUTHERN CALIFORNIA GAS COMPANY |  |  |  |  | N
57128 | Bloom Energy | 58298 | Roll Lost Hills | 13646 Highway 33 | Lost Hills | CA | 93249 | Kern | 35.6531 | -119.8897 | WECC | CISO | California Independent System Operator |  | 22 | NR | 2 | IPP Non-CHP | N |  | N |  | N |  |  | X |  | Pacific Gas & Electric Co | 14328 | CA | 69 |  |  | N | SOUTHERN CALIFORNIA GAS COMPANY |  |  |  |  | N
57128 | Bloom Energy | 58299 | Xilinx San Jose | 2100 Logic Drive | San Jose | CA | 95124 | Santa Clara | 37.2528 | -121.9342 | WECC | CISO | California Independent System Operator |  | 22 | NR | 2 | IPP Non-CHP | N |  | N |  | N |  |  | X |  | Pacific Gas & Electric Co | 14328 | CA | 0.48 |  |  | N |  | PACIFIC GAS |  |  |  | N
57128 | Bloom Energy | 58300 | Honda Torrance | 1919 Torrance Blvd. | Torrance | CA | 90501 | Los Angeles | 33.8381 | -118.315 | WECC | CISO | California Independent System Operator |  | 22 | NR | 2 | IPP Non-CHP | N |  | N |  | N |  |  | X |  | Southern California Edison Co | 17609 | CA | 16 |  |  | N | SOUTHERN CALIFORNIA GAS COMPANY |  |  |  |  | N
57128 | Bloom Energy | 58301 | Juniper Networks Sunnyvale | 1137 Innovation Way | Sunnyvale | CA | 94089 | Santa Clara | 37.4069 | -122.0269 | WECC | CISO | California Independent System Operator |  | 22 | NR | 2 | IPP Non-CHP | N |  | N |  | N |  |  | X |  | Pacific Gas & Electric Co | 14328 | CA | 12 |  |  | N | Other - See pipeline notes. | PACIFIC GAS |  |  |  | N
57128 | Bloom Energy | 58302 | Life Technologies Carlsbad | 5781 Van Alley Way | Carlsbad | CA | 92008 | San Diego | 33.1372 | -117.2869 | WECC | CISO | California Independent System Operator |  | 22 | NR | 2 | IPP Non-CHP | N |  | N |  | N |  |  | X |  | San Diego Gas & Electric Co | 16609 | CA | 0.48 |  |  | N | SOUTHERN CALIFORNIA GAS COMPANY |  |  |  |  | N
57128 | Bloom Energy | 58303 | Taylor Farms Salinas | 1275 Hansen Street | Salinas | CA | 93901 | Monterey | 36.6575 | -121.6233 | WECC | CISO | California Independent System Operator |  | 22 | NR | 2 | IPP Non-CHP | N |  | N |  | N |  | N | X |  | Pacific Gas & Electric Co | 14328 | CA | 12 |  |  | N |  | PACIFIC GAS |  |  |  | N
58269 | Tulare PV II LLC | 58304 | Kingsburg Solar | 39320 Clarkson Drive | Kingsburg | CA | 93631 | Tulare | 36.5053 | -119.5403 | WECC | CISO | California Independent System Operator |  | 22 | NR | 2 | IPP Non-CHP | N |  | Y | QF13-260-001,QF13-261-001,QF13-262-001 | N |  | N | X |  | Pacific Gas & Electric Co | 14328 | CA | 12.47 |  |  | N | [5 empty] | X | X
60025 | Greenbacker Renewable Energy Corporation | 58305 | PCIP Solar | 75 Crown Boulevard | Timberlake | NC | 27583 | Person | 36.3125 | -78.9675 | SERC | CPLE | Progress Energy Carolinas - EAST |  | 22 | NR | 2 | IPP Non-CHP | N |  | Y | SP-1251, Sub 0 | N |  |  | X |  | Duke Energy Progress - (NC) | 3046 | NC | 3 |  |  | N
58268 | Tulare PV I LLC | 58306 | Exeter Solar | 19995 Avenue 264 | Exeter | CA | 93221 | Tulare | 36.2675 | -119.1286 | WECC | CISO | California Independent System Operator |  | 22 | NR | 2 | IPP Non-CHP | N |  | Y | QF13-196-001,QF13-197-001,QF13-198-001 | N |  | N | X |  | Southern California Edison Co | 17609 | CA | 12.47 |  |  | N | [5 empty] | X | X
58268 | Tulare PV I LLC | 58307 | Ivanhoe Solar | 14348 Avenue 328 | Visalia | CA | 93292 | Tulare | 36.3875 | -119.255 | WECC | CISO | California Independent System Operator |  | 22 | NR | 2 | IPP Non-CHP | N |  | Y | QF13-199-001,QF13-200-001,QF13-194-001 | N |  | N | X |  | Southern California Edison Co | 17609 | CA | 12.47 |  |  | N | [5 empty] | X | X
58268 | Tulare PV I LLC | 58308 | Lindsay Solar | 19796 Avenue 232 | Lindsay | CA | 93247 | Tulare | 36.2119 | -119.1339 | WECC | CISO | California Independent System Operator |  | 22 | NR | 2 | IPP Non-CHP | N |  | Y | QF13-195-001,QF13-193-001,QF13-192-001 | N |  | N | X |  | Southern California Edison Co | 17609 | CA | 12.47 |  |  | N | [5 empty] | X | X
58268 | Tulare PV I LLC | 58309 | Porterville Solar | 2013 N. Main St. | Porterville | CA | 93257 | Tulare | 36.1028 | -119.0397 | WECC | CISO | California Independent System Operator |  | 22 | NR | 2 | IPP Non-CHP | N |  | Y | QF13-189-001,QF13-191-001,QF13-190-001 | N |  | N | X |  | Southern California Edison Co | 17609 | CA | 12.47 |  |  | N | [5 empty] | X | X
58287 | Rain CII Carbon LLC | 58310 | Lake Charles Plant | 1920 Pak Tank Rd. | Sulphur | LA | 70665 | Calcasieu | 30.1489 | -93.3356 | SPP | MISO | Midcontinent Independent Transmission System Operator, Inc.. | Cooling tower | 324 | NR | 6 | Industrial Non-CHP | N |  | N |  | N |  | N | X |  | Entergy Gulf States - LA LLC | 55936 | LA | 69 |  |  | N | [5 empty] | N | N
58279 | Chadbourn Farm LLC | 58311 | Chadbourn Farm | 655 Midway Road | Whiteville | NC | 28472 | Columbus | 34.3247 | -78.7649 | SERC | CPLE | Progress Energy Carolinas - EAST |  | 22 | NR | 2 | IPP Non-CHP | N |  | Y | 12-282-000 | N |  | N | X |  | Duke Energy Progress - (NC) | 3046 | NC | 22.86 |  |  | N
58280 | Warrenton Farm LLC | 58312 | Warrenton Farm | 815 Hicksville Road | Warrenton | NC | 27589 | Warren | 36.415 | -78.1711 | SERC | CPLE | Progress Energy Carolinas - EAST |  | 22 | NR | 2 | IPP Non-CHP | N |  | Y | 12-273-000 | N |  |  | X |  | Duke Energy Progress - (NC) | 3046 | NC | 22.86 |  |  | N
58281 | Mocksville Lessee LLC | 58313 | Mocksville Farm | 462 Eaton Road | Mocksville | NC | 27028 | Davie | 35.8786 | -80.5419 | SERC | CPLE | Progress Energy Carolinas - EAST |  | 22 | NR | 2 | IPP Non-CHP | N |  | Y | 12-172-000 | N |  |  | X |  | Duke Energy Progress - (NC) | 3046 | NC | 23.94 |  |  | N
58282 | Belwood Farm LLC | 58314 | Belwood Farm | 5617 Fallston Road | Lawndale | NC | 28090 | Cleveland | 35.47 | -81.5083 | SERC | CPLE | Progress Energy Carolinas - EAST |  | 22 | NR | 2 | IPP Non-CHP | N |  | Y | 12-22-000 | N |  |  | X |  | Duke Energy Progress - (NC) | 3046 | NC | 12.47 |  |  | N
58283 | Strata Fund 2 Lessee LLC | 58315 | Arndt Farm | 5355 N NC 16 Hwy | Claremont | NC | 28610 | Catawba | 35.7792 | -81.1756 | SERC | DUK | Duke Energy Carolinas |  | 22 | NR | 2 | IPP Non-CHP | N |  | Y | 12-4-000 | N |  |  | X |  | Duke Energy Carolinas, LLC | 5416 | NC | 12.47 |  |  | N
58284 | Railroad Farm LLC | 58316 | Railroad Farm | 737 N Railroad Street | St. Pauls | NC | 28384 | Robeson | 34.82 | -78.9708 | SERC | CPLE | Progress Energy Carolinas - EAST |  | 22 | NR | 2 | IPP Non-CHP | N |  | Y | 12-3-000 | N |  |  | X |  | Duke Energy Progress - (NC) | 3046 | NC | 22.86 |  |  | N
58285 | Watts Farm LLC | 58317 | Watts Farm | 227 Charles Watts Road | Maxton | NC | 28364 | Robeson | 34.7269 | -79.3353 | SERC | CPLE | Progress Energy Carolinas - EAST |  | 22 | NR | 2 | IPP Non-CHP | N |  | Y | 11-467-000 | N |  |  | X |  | Duke Energy Progress - (NC) | 3046 | NC | 22.86 |  |  | N
58286 | Farrington Solar Farm LLC | 58318 | Farrington Farm | 2635 Farrington Point Road | Chapel Hill | NC | 27517 | Chatham | 35.8328 | -79.025 | SERC | CPLE | Progress Energy Carolinas - EAST |  | 22 | NR | 2 | IPP Non-CHP | N |  | Y | No | N |  |  | X |  | Duke Energy Progress - (NC) | 3046 | NC | 22.86 |  |  | N
58245 | Patua Acquisition Company, LLC | 58319 | Patua Geothermal Project Phase 1A | 17388 Patua Road | Hazen | NV | 89408 | Churchill | 39.5858 | -119.0731 | WECC | NEVP | Nevada Power Company |  | 22 | NR | 2 | IPP Non-CHP | N |  | N |  | Y | EG13-19-000 | N | X |  | Sierra Pacific Power Co | 17166 | NV | 120 |  |  | N
56440 | G2 Energy LLC | 58320 | G2 Energy Hay Rd | 6426 Hay Rd | Vacaville | CA | 95667 | Solano | 38.3147 | -121.8336 | WECC | CISO | California Independent System Operator |  | 22 | NR | 2 | IPP Non-CHP | N |  | Y | QF13-480 | N |  | N | X |  | Pacific Gas & Electric Co | 14328 | CA | 12.47 |  |  | N
49893 | Invenergy Services LLC | 58321 | Goldthwaite Wind Energy Facility | NA | Goldthwaite | TX | 76844 | Mills | 31.3833 | -98.4667 | TRE | ERCO | Electric Reliability Council of Texas, Inc. |  | 22 | NR | 2 | IPP Non-CHP | N |  | N |  | N |  | N | X |  | Lower Colorado River Authority | 11269 |  | 138 |  |  | N
49893 | Invenergy Services LLC | 58322 | Prairie Breeze | NA | Elgin | NE | 68636 | Antelope | 41.9517 | -98.0767 | SPP | SWPP | Southwest Power Pool |  | 22 | NR | 2 | IPP Non-CHP | N |  | N |  | N |  | N | X |  | Nebraska Public Power District | 13337 | NE | 230 |  |  | N
58283 | Strata Fund 2 Lessee LLC | 58323 | Shannon Farm | 15130 NC Hwy 71 North | Shannon | NC | 28386 | Robeson | 34.8475 | -79.1289 | SERC | CPLE | Progress Energy Carolinas - EAST |  | 22 | NR | 2 | IPP Non-CHP | N |  | Y | 11-466-000 | N |  |  | X |  | Duke Energy Progress - (NC) | 3046 | NC | 28.86 |  |  | N
58298 | FPL Energy Stateline II Inc | 58324 | Vansycle II Wind Energy Center | 82108 Gerking Flat Road | Athena | OR | 97813 | Umatilla | 45.8992 | -118.5914 | WECC | PACW | PacifiCorp - West |  | 22 | NR | 2 | IPP Non-CHP | N |  | N |  | Y | EG09-87-000 | N | X |  | PacifiCorp | 14354 | OR | 230 |  |  | N | [5 empty] | N | X
14077 | Oklahoma Municipal Power Authority | 58325 | Charles D. Lamb Energy Center | TBD, intersection of Highways | Ponca City | OK | 74601 | Kay | 36.8139 | -97.1253 | SPP | SWPP | Southwest Power Pool |  | 22 | RE | 1 | Electric Utility | N |  | N |  | N |  |  | X |  | Oklahoma Gas & Electric Co | 14063 | OK | 345 |  |  | N |  | SOUTHERN STAR CENTRAL GAS PIPELINE |  |  |  | N | X
56205 | Philadelphia Water Department | 58326 | PWD Northeast WPCP Biogas Cogen Plant | 3899 Richmond St | Philadelphia | PA | 19137 | Philadelphia | 39.9886 | -75.0833 | RFC | PJM | PJM Interconnection, LLC | Municipality | 22132 | NR | 4 | Commercial Non-CHP | N |  | N |  | N |  |  | X |  | PECO Energy Co | 14940 | PA | 13.2 |  |  | N | PHILADELPHIA GAS WORKS |  |  |  |  | N
58300 | Ameresco Select Inc | 58327 | Bradley Energy Center | 3 Schoephoester Rd. | Windsor Locks | CT | 6096 | Hartford | 41.9271 | -72.6831 | NPCC | ISNE | ISO New England Inc. | Municipality | 481 | NR | 5 | Commercial CHP | N |  | N |  | N |  | N | X |  | Connecticut Light & Power Co | 4176 | CT | 27.6 |  |  | N | YANKEE GAS SVC CO |  |  |  |  | N | X
58303 | Energy Systems Group LLC | 58328 | North Chicago Energy Center | 3001 Greenbay Rd | North Chicago | IL | 60064 | Lake | 42.3064 | -87.8519 | RFC | PJM | PJM Interconnection, LLC |  | 622 | NR | 5 | Commercial CHP | Y | 3153000 | N |  | N |  | N | X |  | Commonwealth Edison Co | 4110 | IL | 4.16 |  |  | N | NORTH SHORE GAS COMPANY |  |  |  |  | N
58304 | Constellation Solar Maryland II LLC | 58329 | UMMS at Pocomoke | 33001 Costen Road | Pocomoke City | MD | 21851 | Somerset | 38.0981 | -75.6111 | RFC | PJM | PJM Interconnection, LLC |  | 22 | NR | 2 | IPP Non-CHP | N |  | Y | QF13-136-000 | N |  |  | X |  | Choptank Electric Coop, Inc | 3503 | MD | 24.9 |  |  | N | [5 empty] | N
58313 | The Andersons Albion Ethanol LLC | 58330 | The Andersons Albion Ethanol LLC | 26250 B Drive North | Albion | MI | 49224 | Calhoun | 42.2561 | -84.7883 | RFC | MISO | Midcontinent Independent Transmission System Operator, Inc.. | Wells | 325193 | NR | 7 | Industrial CHP | N |  | N |  | N |  | N | X |  | Consumers Energy Co | 4254 | MI | 46 |  |  | N | SEMCO ENERGY GAS COMPANY |  |  |  |  | N | X
58318 | Haynes Farm LLC | 58332 | Haynes Farm | 231 Tripple H Ln | Lincolnton | NC | 28092 | Lincoln | 35.5258 | -81.2353 | SERC | DUK | Duke Energy Carolinas |  | 22 | NR | 2 | IPP Non-CHP | N |  | Y | 12-305-000 | N |  |  | X |  | Duke Energy Carolinas, LLC | 5416 | NC | 12.4 |  |  | N
58319 | Lenoir Farm LLC | 58333 | Lenoir Farm | 3200 Wheat Swamp Rd | Kinston | NC | 28504 | Lenoir | 35.3317 | -77.6664 | SERC | CPLE | Progress Energy Carolinas - EAST |  | 22 | NR | 2 | IPP Non-CHP | N |  | Y | QF12-402-000 | N |  |  | X |  | Duke Energy Progress - (NC) | 3046 | NC | 22.86 |  |  | N
58320 | Lenoir Farm 2 LLC | 58334 | Lenoir Farm 2 | 4416 Odham Road | Kinston | NC | 28501 | Lenoir | 35.35 | -77.475 | SERC | CPLE | Progress Energy Carolinas - EAST |  | 22 | NR | 2 | IPP Non-CHP | N |  | Y | 12-403-000 | N |  |  | X |  | Duke Energy Progress - (NC) | 3046 | NC | 22.86 |  |  | N
58321 | Marshville Farm LLC | 58335 | Marshville Farm | W Union St and Van Eudy Rd | Marshville | NC | 28103 | Union | 34.9889 | -80.3836 | SERC | DUK | Duke Energy Carolinas |  | 22 | NR | 2 | IPP Non-CHP | N |  | Y | 12-315-001 | N |  |  | X |  | Duke Energy Carolinas, LLC | 5416 | NC | 12.4 |  |  | N
58322 | Mile Farm LLC | 58336 | Mile Farm | 1528 Bacon Road | Rougemont | NC | 27572 | Durham | 36.2306 | -78.9496 | SERC | CPLE | Progress Energy Carolinas - EAST |  | 22 | NR | 2 | IPP Non-CHP | N |  | Y | 12-372-000 | N |  |  | X |  | Duke Energy Progress - (NC) | 3046 | NC | 22.86 |  |  | N
58323 | Moore Solar Farm LLC | 58337 | Moore Solar Farm | 190 Waynick Rd | Reidsville | NC | 27320 | Rockingham | 36.2732 | -79.7592 | SERC | DUK | Duke Energy Carolinas |  | 22 | NR | 2 | IPP Non-CHP | N |  | Y | 12-388-000 | N |  |  | X |  | Duke Energy Carolinas, LLC | 5416 | NC | 12.4 |  |  | N
58324 | Moorings Farm LLC | 58338 | Moorings Farm | U.S. 70 & Piney Grove Church R | New Hope | NC | 28551 | Wayne | 35.3058 | -77.8292 | SERC | CPLE | Progress Energy Carolinas - EAST |  | 22 | NR | 2 | IPP Non-CHP | N |  | Y | 12-379-000 | N |  |  | X |  | Duke Energy Progress - (NC) | 3046 | NC | 22.86 |  |  | N
58325 | New Bern Farm LLC | 58339 | New Bern Farm | 3960 U.S. 17 | Ernul | NC | 28527 | Craven | 35.2096 | -77.0567 | SERC | CPLE | Progress Energy Carolinas - EAST |  | 22 | NR | 2 | IPP Non-CHP | N |  | Y | 12-384-000 | N |  |  | X |  | Duke Energy Progress - (NC) | 3046 | NC | 22.86 |  |  | N
58326 | Roxboro Farm LLC | 58340 | Roxboro Farm | 7891 Boston Rd | Roxboro | NC | 27574 | Person | 36.4797 | -78.9174 | SERC | CPLE | Progress Energy Carolinas - EAST |  | 22 | NR | 2 | IPP Non-CHP | N |  | Y | 12-373-000 | N |  |  | X |  | Duke Energy Progress - (NC) | 3046 | NC | 22.86 |  |  | N
58327 | White Cross Farm LLC | 58341 | White Cross Farm | 2314 White Cross Road | Chapel Hill | NC | 27516 | Orange | 35.9071 | -79.1883 | SERC | DUK | Duke Energy Carolinas |  | 22 | NR | 2 | IPP Non-CHP | N |  | Y | 12-200-000 | N |  |  | X |  | Duke Energy Carolinas, LLC | 5416 | NC | 12.4 |  |  | N
58328 | Wilson Farm 1 LLC | 58342 | Wilson Farm 1 | 494 Parker St | Elm City | NC | 27822 | Wilson | 35.8036 | -77.8736 | SERC | CPLE | Progress Energy Carolinas - EAST |  | 22 | NR | 2 | IPP Non-CHP | N |  | Y | 12-400-000 | N |  |  | X |  | Duke Energy Progress - (NC) | 3046 | NC | 22.86 |  |  | N
58329 | Yanceyville Farm LLC | 58343 | Yanceyville Farm | 3688 Hwy 62 N | Blanch | NC | 27212 | Caswell | 36.4394 | -79.2789 | SERC | CPLE | Progress Energy Carolinas - EAST |  | 22 | NR | 2 | IPP Non-CHP | N |  | Y | 12-395-000 | N |  |  | X |  | Duke Energy Progress - (NC) | 3046 | NC | 22.86 |  |  | N
58330 | AM Best Farm | 58344 | AM Best Farm | 381 Fedelon Trail | Goldsboro | NC | 27530 | Wayne | 35.4189 | -77.9856 | SERC | CPLE | Progress Energy Carolinas - EAST |  | 22 | NR | 2 | IPP Non-CHP | N |  | Y | 13-3-000 | N |  |  | X |  | Duke Energy Progress - (NC) | 3046 | NC | 22.86 |  |  | N
58331 | Mt Olive Farm 2 LLC | 58345 | Mt Olive Farm 2 | 574 Bert Martin Road | Mt Olive | NC | 28365 | Wayne | 35.2181 | -78.0697 | SERC | CPLE | Progress Energy Carolinas - EAST |  | 22 | NR | 2 | IPP Non-CHP | N |  | Y | 12-281-000 | N |  |  | X |  | Duke Energy Progress - (NC) | 3046 | NC | 22.86 |  |  | N
58332 | Dibrell Farm LLC | 58346 | Dibrell Farm | 1434 Dibrell Rd | Pelham | NC | 27311 | Rockingham | 36.4717 | -79.5281 | SERC | DUK | Duke Energy Carolinas |  | 22 | NR | 2 | IPP Non-CHP | N |  | Y | 12-289-000 | N |  |  | X |  | Duke Energy Carolinas, LLC | 5416 | NC | 12.4 |  |  | N
58333 | Rock Farm LLC | 58347 | Rock Farm | 1645 N. NC 177 Hwy | Rockingham | NC | 28363 | Richmond | 34.9656 | -79.6097 | SERC | CPLE | Progress Energy Carolinas - EAST |  | 22 | NR | 2 | IPP Non-CHP | N |  | Y | 12-275-000 | N |  |  | X |  | Duke Energy Progress - (NC) | 3046 | NC | 22.86 |  |  | N
58334 | Two Lines Farm LLC | 58348 | Two Lines Farm | 3425 Zion Church Rd | Hickory | NC | 28602 | Catawba | 35.6292 | -81.3267 | SERC | DUK | Duke Energy Carolinas |  | 22 | NR | 2 | IPP Non-CHP | N |  | Y | 12-285-000 | N |  |  | X |  | Duke Energy Carolinas, LLC | 5416 | NC | 12.4 |  |  | N
58335 | Bolton Farm LLC | 58349 | Bolton Farm | 425 Airport Rd | Warrenton | NC | 27589 | Warren | 36.4216 | -78.1323 | SERC | CPLE | Progress Energy Carolinas - EAST |  | 22 | NR | 2 | IPP Non-CHP | N |  | Y | 13-7-000 | N |  |  | X |  | Duke Energy Progress - (NC) | 3046 | NC | 22.86 |  |  | N
58336 | McCallum Farm LLC | 58350 | McCallum Farm | 2058 Main St | Rowland | NC | 28383 | Robeson | 34.5439 | -79.3 | SERC | CPLE | Progress Energy Carolinas - EAST |  | 22 | NR | 2 | IPP Non-CHP | N |  | Y | 13-9-000 | N |  |  | X |  | Duke Energy Progress - (NC) | 3046 | NC | 22.86 |  |  | N
58340 | Tuscola Bay Wind LLC | 58351 | Tuscola Bay Wind | 4941 N Gera Road | Reese | MI | 48757 | Tuscola | 43.5253 | -83.65 | RFC | MISO | Midcontinent Independent Transmission System Operator, Inc.. |  | 22 | NR | 2 | IPP Non-CHP | N |  | N |  | Y | EG12-49 |  | X |  | Michigan Electric Transmission Company | 56163 | MI | 138 |  |  | N
58341 | Nippon Paper Industries USA | 58352 | NPI USA Cogeneration Plant | 1815 Marine Drive | Port Angeles | WA | 98363 | Clallam | 48.1347 | -123.4656 | WECC | BPAT | Bonneville Power Administration | Elwha River | 322 | NR | 7 | Industrial CHP | N |  | Y | 13-365-000 | N |  | N | X |  | Bonneville Power Administration | 1738 | WA | 69 |  |  | N
58309 | Radiance Solar LLC | 58354 | Radiance Solar 4 | 43050 90th Street West | Lancaster | CA | 93536 | Los Angeles | 34.6656 | -118.2881 | WECC | CISO | California Independent System Operator | Municipality | 22 | NR | 2 | IPP Non-CHP | N |  | Y | QF13-400-000 | N |  | N | X |  | Southern California Edison Co | 17609 | CA | 12 |  |  | N | [5 empty] | N | X
58309 | Radiance Solar LLC | 58355 | Radiance Solar 5 | 43052 90th Street West | Lancaster | CA | 93536 | Los Angeles | 34.6656 | -118.2869 | WECC | CISO | California Independent System Operator | Municipality | 22 | NR | 2 | IPP Non-CHP | N |  | Y | QF13-399-000 | N |  | N | X |  | Southern California Edison Co | 17609 | CA | 12 |  |  | N | [5 empty] | N | X
57411 | KDC Solar O&M LLC | 58356 | The Lawrenceville School Solar Facility | 2500 Main Street | Lawrenceville | NJ | 8648 | Mercer | 40.3014 | -74.7221 | RFC | PJM | PJM Interconnection, LLC |  | 22 | NR | 2 | IPP Non-CHP | N |  | Y | 12-247-000 | N |  |  | X |  | Public Service Elec & Gas Co | 15477 | NJ | 13 |  |  | N
57411 | KDC Solar O&M LLC | 58357 | White Rose Foods Solar Facility | 380 Middlesex Avenue | Carteret | NJ | 7008 | Middlesex | 40.5664 | -74.2214 | RFC | PJM | PJM Interconnection, LLC |  | 421 | NR | 4 | Commercial Non-CHP | N |  | Y | 11-472-000 | N |  |  | X |  | Public Service Elec & Gas Co | 15477 | NJ | 13 |  |  | N | [5 empty] | X
57411 | KDC Solar O&M LLC | 58358 | North Jersey Media Group Solar Facility | 100 Commons Way | Rockaway Township | NJ | 7866 | Morris | 40.9242 | -74.4947 | RFC | PJM | PJM Interconnection, LLC |  | 511 | NR | 4 | Commercial Non-CHP | N |  | Y | 13-219-000 | N |  |  | X |  | Jersey Central Power & Lt Co | 9726 | NJ | 15 |  |  | N | [5 empty] | X | X
57411 | KDC Solar O&M LLC | 58359 | Gerresheimer Glass Solar Facility | 537 Crystal Avenue | Vineland | NJ | 8360 | Cumberland | 39.4967 | -75.0186 | RFC | PJM | PJM Interconnection, LLC |  | 421 | NR | 4 | Commercial Non-CHP | N |  | Y | 12-519-000 | N |  |  | X |  | City of Vineland - (NJ) | 19856 | NJ | 13 |  |  | N | [5 empty] | X | X
57411 | KDC Solar O&M LLC | 58360 | Atlantic Coast Freezers Solar Facility | 2192 N West Blvd | Vineland | NJ | 8360 | Cumberland | 39.5199 | -75.029 | RFC | PJM | PJM Interconnection, LLC |  | 421 | NR | 4 | Commercial Non-CHP | N |  | Y | 11-472-000 | N |  |  | X |  | Public Service Elec & Gas Co | 15477 | NJ | 12.47 |  |  | N | [5 empty] | X | X
57411 | KDC Solar O&M LLC | 58361 | Williams-Sonoma Solar Facility | 340 Middlesex Center Blvd | Jamesburg | NJ | 8831 | Middlesex | 40.3878 | -74.4553 | RFC | PJM | PJM Interconnection, LLC |  | 421 | NR | 4 | Commercial Non-CHP | N |  | Y | 11-472-000 | N |  |  | X |  | Public Service Elec & Gas Co | 15477 | NJ | 13 |  |  | N | [5 empty] | X | X
57365 | Consolidated Edison Solutions Inc | 58362 | Quittacas Pond Solar | North Avenue | Rochester | MA | 2770 | Plymouth | 41.7819 | -70.9133 | NPCC | ISNE | ISO New England Inc. |  | 22 | NR | 2 | IPP Non-CHP | N |  | N |  | N |  | N | X |  | NSTAR Electric Company | 54913 | MA | 13 |  |  | N
58353 | NextEra Energy Majestic Wind | 58363 | Majestic II Wind | 580 FM 1342 | Panhandle | TX | 79068 | Carson | 35.386 | -101.5786 | TRE | SWPP | Southwest Power Pool |  | 22 | NR | 2 | IPP Non-CHP | N |  | N |  | N |  |  | X |  | Southwestern Public Service Co | 17718 | TX | 115 |  |  | N
57411 | KDC Solar O&M LLC | 58364 | Mountain Creek Solar Facility | 200 State Rt 94 | Vernon Township | NJ | 7462 | Sussex | 41.2003 | -74.4919 | RFC | PJM | PJM Interconnection, LLC |  | 421 | NR | 4 | Commercial Non-CHP | N |  | N |  | N |  |  | X |  | Jersey Central Power & Lt Co | 9726 | OH | 12.47 |  |  | N
58300 | Ameresco Select Inc | 58365 | CJTS Energy Center | 1002 O'Brien Dr. | Middletown | CT | 6457 | Middlesex | 41.5528 | -72.625 | NPCC | ISNE | ISO New England Inc. |  | 92214 | NR | 4 | Commercial Non-CHP | N |  | N |  | N |  | N | X |  | Connecticut Light & Power Co | 4176 | CT | 13.2 |  |  | N | YANKEE GAS SVC CO | Algonquin Gas Transmission Company |  |  |  | N | X
58355 | SPS Atwell Island LLC | 58366 | Atwell Island | 1598 Road 48 | Alpaugh | CA | 93201 | Tulare | 35.895 | -119.5108 | WECC | CISO | California Independent System Operator |  | 22 | NR | 2 | IPP Non-CHP | N |  | N |  | N |  | N | X |  | Pacific Gas & Electric Co | 14328 | CA | 115 |  |  | N
58358 | Light Beam Power Co LLC | 58370 | Gridley Main | 1898 Highway 99 | Gridley | CA | 95948 | Butte | 39.3733 | -121.6842 | WECC | CISO | California Independent System Operator |  | 22 | NR | 2 | IPP Non-CHP | N |  | N |  | N |  |  | X |  | Pacific Gas & Electric Co | 14328 | CA | 12.47 |  |  | N
58358 | Light Beam Power Co LLC | 58371 | Gridley Main Two | 1898 Highway 99 | Gridley | CA | 95948 | Butte | 39.3733 | -121.6817 | WECC | CISO | California Independent System Operator |  | 22 | NR | 2 | IPP Non-CHP | N |  | N |  | N |  |  | X |  | Pacific Gas & Electric Co | 14328 | CA | 12.47 |  |  | N | [5 empty] | N | N
58360 | Blue Summit Wind LLC | 58372 | Blue Summit Wind LLC | 17301 CR 97N | Vernon | TX | 76384 | Wilbarger | 34.29 | -99.3647 | TRE | ERCO | Electric Reliability Council of Texas, Inc. |  | 22 | NR | 2 | IPP Non-CHP | N |  | N |  | N |  |  | X |  | AEP Texas North Company | 20404 | TX | 138 |  |  | N
56769 | Consolidated Edison Development Inc. | 58373 | White River Solar | 5301-B Avenue 50 | Alpaugh | CA | 93201 | Tulare | 35.8714 | -119.4625 | WECC | CISO | California Independent System Operator |  | 22 | NR | 2 | IPP Non-CHP | N |  | Y | QF13-370 | N |  |  | X |  | Pacific Gas & Electric Co | 14328 | CA | 115 |  |  | N
56769 | Consolidated Edison Development Inc. | 58374 | Corcoran Solar | 6658-B Nevada Ave. | Corcoran | CA | 93212 | Kings | 36.1383 | -119.5733 | WECC | CISO | California Independent System Operator |  | 22 | NR | 2 | IPP Non-CHP | N |  | Y | QF13-370 | N |  |  | X |  | Pacific Gas & Electric Co | 14328 | CA | 115 |  |  | N
58361 | Triton College | 58375 | Triton East and West Cogen | 2000 Fifth Ave. | River Grove | IL | 60171 | Cook | 41.9169 | -87.8456 | RFC | PJM | PJM Interconnection, LLC |  | 611 | NR | 4 | Commercial Non-CHP | N |  | N |  | N |  | N | X |  | Commonwealth Edison Co | 4110 | IL | 4.16 | 480 |  | N | NICOR GAS |  |  |  |  | N | X
58363 | Oakley Solar Project LLC | 58376 | Oakley Solar Project | 5220 Neroly Road | Oakley | CA | 94561 | Contra Costa | 38.0017 | -121.7478 | WECC | CISO | California Independent System Operator |  | 22 | NR | 2 | IPP Non-CHP | N |  | Y | QF13-334-000 | N |  | N | X |  | Pacific Gas & Electric Co | 14328 | CA | 21 |  |  | N | [5 empty] | N | X
59370 | ENERGYneering Solutions, Inc | 58377 | Rochelle Energy Center | 157 Mulford Rd. | Rochelle | IL | 61068 | Ogle | 41.9247 | -88.9986 | RFC | PJM | PJM Interconnection, LLC |  | 22 | NR | 2 | IPP Non-CHP | N |  | Y | Pending | N |  | N | X |  | Rochelle Municipal Utilities | 16179 | IL | 138 |  |  | N | [5 empty] | X | X
58365 | Petra Nova Power I LLC | 58378 | W.A. Parish Carbon Capture Plant | 2500 Y.U. Jones Road | Thompsons | TX | 77481 | Fort Bend | 29.4753 | -95.6342 | TRE | ERCO | Electric Reliability Council of Texas, Inc. | Smithers Lake | 22 | NR | 2 | IPP Non-CHP | N |  | N |  | N |  | N | X |  | CenterPoint Energy | 8901 | TX | 116 |  |  | N |  | KINDER MORGAN TEJAS PIPELINE LLC |  |  |  | N
58366 | Toro Energy of California SLO | 58379 | Cold Canyon 1 | 2268 Carpenter Canyon | San Luis Obispo | CA | 93401 | San Luis Obispo | 35.1867 | -120.5994 | WECC | CISO | California Independent System Operator |  | 22 | NR | 2 | IPP Non-CHP | N |  | Y | QF 12-509 | N |  | N | X |  | Pacific Gas & Electric Co | 14328 | CA | 12 |  |  | N
58368 | Doyon Utilities, LLC | 58380 | JBER Landfill Gas Power Plant | 58900 Davis Highway | Anchorage | AK | 99505 | Anchorage | 61.286 | -149.61 |  |  |  |  | 928 | RE | 4 | Commercial Non-CHP | N |  | N |  | N |  | N | X |  | Anchorage Municipal Light and Power | 599 | AK | 34.5 |  |  | N | ENSTAR NAT GAS |  |  |  |  | N
2439 | City of Bryan - (OH) | 58381 | Bryan Solar Field | 12450 State RT 34 | Bryan | OH | 43506 | Williams | 41.4764 | -84.5861 | RFC | PJM | PJM Interconnection, LLC |  | 22 | RE | 1 | Electric Utility | N |  | N |  | N |  | N | X |  | City of Bryan - (OH) | 2439 | OH | 12.47 |  |  | N | [5 empty] | X | X
58370 | TMF Biofuels, LLC | 58382 | Threemile Digester | 75906 Threemile Road | Boardman | OR | 97818 | Morrow | 45.71 | -119.9011 | WECC | PACW | PacifiCorp - West | Wells | 22 | NR | 3 | IPP CHP | N |  | Y | QF11-486-000 | N |  | N | X |  | PacifiCorp | 14354 | OR | 34.5 |  |  | N | [5 empty] | N | N
803 | Arizona Public Service Co | 58383 | Hyder II | 75100 E County 14 1/2 St | Hyder | AZ | 85333 | Yuma | 33.027 | -113.3489 | WECC | AZPS | Arizona Public Service Company |  | 22 | RE | 1 | Electric Utility | N |  | N |  | N |  | N | X |  | Arizona Public Service Co | 803 | AZ | 12.47 |  |  | N
58372 | Riverside Investments LLC | 58384 | Fargo Drop | 17456 Garnet Rd | Wilder | ID | 83676 | Canyon | 43.625 | -116.8997 | WECC | IPCO | Idaho Power Company | Lake Lowell | 22 | NR | 2 | IPP Non-CHP | N |  | N |  | N |  |  | X |  | Idaho Power Co | 9191 | ID | 12.5 |  |  | N
56769 | Consolidated Edison Development Inc. | 58385 | Northbridge Solar | 116 Milford Road | South Grafton | MA | 1560 | Worcester | 42.1664 | -71.6456 | NPCC | ISNE | ISO New England Inc. |  | 22 | NR | 2 | IPP Non-CHP | N |  | N |  | N |  |  | X |  | Massachusetts Electric Co | 11804 | MA | 14 |  |  | N
58373 | CU Solar LLC | 58386 | CU Solar Plant | There is no address | Cedarville | OH | 45314 | Greene | 39.7419 | -83.8169 | RFC | PJM | PJM Interconnection, LLC |  | 22 | NR | 2 | IPP Non-CHP | N |  | N |  | N |  | N | X |  | Dayton Power & Light Co | 4922 | OH | 12.47 |  |  | N | [5 empty] | X | X
59139 | SunEdison LLC | 58387 | CES Sterling LLC | 12 Wiles Road | Sterling | MA | 1564 | Worcester | 42.4419 | -71.7222 | NPCC | ISNE | ISO New England Inc. |  | 22 | NR | 2 | IPP Non-CHP | N |  | Y | 13-363-000 | N |  |  | X |  | Town of Sterling - (MA) | 18087 | MA | 13.8 |  |  | N
59873 | Solar Star California XIX, LLC | 58388 | Solar Star 1 | 15637 Avenue A | Rosamond | CA | 93560 | Kern | 34.8181 | -118.4036 | WECC | CISO | California Independent System Operator |  | 22 | NR | 2 | IPP Non-CHP | N |  | N |  | N |  | N | X |  | Southern California Edison Co | 17609 | CA | 230 |  |  | N | [5 empty] | X | X
59872 | Solar Star California XX, LLC | 58389 | Solar Star 2 | 11936 Rosamond Blvd | Rosamond | CA | 93560 | Kern | 34.8486 | -118.3528 | WECC | CISO | California Independent System Operator |  | 22 | NR | 2 | IPP Non-CHP | N |  | N |  | N |  | N | X |  | Southern California Edison Co | 17609 | CA | 230 |  |  | N | [5 empty] | X | X
58378 | Jordan Hydroelectric LTD PTP | 58390 | Jordan Hydroelectric Project | 2080 Jordan Dam Road | Moncure | NC | 27559 | Chatham | 35.6547 | -79.0683 | SERC | DUK | Duke Energy Carolinas | B.E. Jordan Lake | 22 | NR | 2 | IPP Non-CHP | N |  | Y | 97101000 | N |  | N | X |  | Duke Energy Carolinas, LLC | 5416 | NC | 23 |  |  | N
58376 | IND Solar Farm | 58391 | IND Solar Farm 1st Phase | 4450 West Perimeter Road | Indianapolis | IN | 46231 | Marion | 39.6952 | -86.3155 | RFC | MISO | Midcontinent Independent Transmission System Operator, Inc.. |  | 22 | NR | 2 | IPP Non-CHP | N |  | Y | QF12-311-000 | N |  |  | X |  | Indianapolis Power & Light Co | 9273 | IN | 13.2 |  |  | N | [5 empty] | N | N
9370 | Hydrodynamics Inc | 58392 | Flint Creek Hydroelectric LLC | 111 Power Plant Rd | Philipsburg | MT | 59858 | Granite | 46.2275 | -113.2947 | WECC | NWMT | NorthWestern Energy (NWMT) | Georgetown Lake | 22 | NR | 2 | IPP Non-CHP | N |  | Y | 07-63-000 | N |  |  | X |  | NorthWestern Energy LLC - (MT) | 12825 | MT | 25 |  |  | N
2770 | Terra-Gen Operating Co LLC | 58394 | Alta Wind X | 8650 Oak Creek Road | Mojave | CA | 93501 | Kern | 35.06 | -118.2 | WECC | CISO | California Independent System Operator |  | 22 | NR | 2 | IPP Non-CHP | N |  | N |  | Y | 11-59-000 |  | X |  | Southern California Edison Co | 17609 | CA | 230 |  |  | N
2770 | Terra-Gen Operating Co LLC | 58395 | Alta Wind XI | 8650 Oak Creek Road | Mojave | CA | 93501 | Kern | 35.065 | -118.39 | WECC | CISO | California Independent System Operator |  | 22 | NR | 2 | IPP Non-CHP | N |  | N |  | Y | 11-59-000 |  | X |  | Southern California Edison Co | 17609 | CA | 230 |  |  | N
58382 | Ameresco Johnson Canyon LLC | 58397 | Ameresco Johnson Canyon | 31400 Johnson Canyon | Gonzales | CA | 93926 | Monterey | 36.5342 | -121.4086 | WECC | CISO | California Independent System Operator |  | 22 | NR | 2 | IPP Non-CHP | N |  | N |  | N |  | N | X |  | Pacific Gas & Electric Co | 14328 | CA | 12 |  |  | N | [5 empty] | N | X
59475 | Imperial Solar 1 LLC | 58398 | Heber Solar | 855B Dogwood Road | Heber | CA | 92249 | Imperial | 32.7125 | -115.5406 | WECC | IID | Imperial Irrigation District |  | 22 | NR | 2 | IPP Non-CHP | N |  | N |  | N |  | N | X |  | Imperial Irrigation District | 9216 | CA | 92 |  |  | N
58383 | CH4 Biogas LLC | 58399 | Synergy Biogas | 6466 Lemley Road | Wyoming | NY | 14591 | Wyoming | 42.8289 | -78.055 | NPCC | NYIS | New York Independent System Operator |  | 562 | NR | 4 | Commercial Non-CHP | N |  | Y | CI72-556-000 | N |  |  | X |  | Niagara Mohawk Power Corp. | 13573 | NY | 13.2 |  |  | N | [5 empty] | N
58384 | Clemson University - Main Campus | 58400 | Central Energy Facility | Klugh Avenue | Clemson | SC | 29634 | Pickens | 34.6794 | -82.8403 | SERC | DUK | Duke Energy Carolinas |  | 611 | NR | 4 | Commercial Non-CHP | N |  | N |  | N |  | N | X |  | Duke Energy Carolinas, LLC | 5416 | SC | 12.47 |  |  | N | FORT HILL NAT GAS AUTH |  |  |  |  | N | X
58385 | SR Enterprise South LLC | 58401 | Volkswagen Solar System | 8001 Volkswagen Drive | Chattanooga | TN | 37421 | Hamilton | 35.0975 | -85.1269 | SERC | TVA | Tennessee Valley Authority |  | 22 | NR | 2 | IPP Non-CHP | N |  | N |  | N |  |  | X |  | City of Chattanooga - (TN) | 3408 | TN | 12.47 |  |  | N
58387 | Solar Star New Jersey VI LLC | 58402 | Solar Star New Jersey NJ LLC | 100 Business Park Drive | Skillman | NJ | 8558 | Somerset | 40.4015 | -74.6697 | RFC | PJM | PJM Interconnection, LLC |  | 22 | NR | 2 | IPP Non-CHP | N |  | Y | QF13-507-000 | N |  |  | X |  | Public Service Elec & Gas Co | 15477 | NJ | 13.2 |  |  | N
57081 | WGL Energy Systems, Inc | 58403 | Bellingham PV | 436 NE Main Street | Douglas | MA | 1516 | Worcester | 42.075 | -71.7031 | NPCC | ISNE | ISO New England Inc. |  | 22 | NR | 2 | IPP Non-CHP | N |  | N |  | N |  |  | X |  | Massachusetts Electric Co | 11804 | MA | 13.2 |  |  | N
58388 | Pantex (NNSA) | 58404 | Pantex | FM 2373 and Highway 60 | Amarillo | TX | 79120 | Carson | 35.3228 | -101.5325 | SPP | SWPP | Southwest Power Pool |  | 928 | NR | 4 | Commercial Non-CHP | N |  | N |  | N |  | N | X |  | Southwestern Public Service Co | 17718 | TX | 115 |  |  | N | [5 empty] | N | X
10433 | Kodiak Electric Assn Inc | 58405 | ESS Battery | 891 Pillar Mountain Road | Kodiak | AK | 99615 | Kodiak Island | 57.7992 | -152.4042 |  |  |  |  | 22 | RE | 1 | Electric Utility | N |  | N |  | N |  | N | X |  | Kodiak Electric Assn Inc | 10433 | AK | 12.47 |  |  | Y
58391 | Chilocco Wind Farm LLC | 58406 | Chilocco Wind Farm | NA | Newkirk | OK | 74647 | Kay | 36.9786 | -97.0806 | SPP | SWPP | Southwest Power Pool |  | 22 | NR | 2 | IPP Non-CHP | N |  | N |  | N |  | N | X |  | Western Farmers Elec Coop, Inc | 20447 |  | 172.5
58389 | Luther College Wind Energy Project LLC | 58407 | Luther College Wind Project | 2555 U.S. Highway 52 | Decorah | IA | 52101 | Winneshiek | 43.3269 | -91.8108 | MRO | MISO | Midcontinent Independent Transmission System Operator, Inc.. |  | 22 | NR | 2 | IPP Non-CHP | N |  | Y | QF11-509-000 | N |  | N | X |  | Interstate Power and Light Co | 9417 | IA | 13.8 |  |  | N | [5 empty] | X | X
59745 | First Solar Asset Management | 58408 | Maryland Solar | 18695 Roxbury Road | Hagerstown | MD | 21746 | Washington | 39.5631 | -77.7203 | RFC | PJM | PJM Interconnection, LLC |  | 22 | NR | 2 | IPP Non-CHP | N |  | Y | Docket #11-171-002 | N |  |  | X |  | The Potomac Edison Company | 15263 | MD | 34.5 |  |  | N | [5 empty] | X | X
58409 | Future Power PA | 58409 | Good Spring NGCC Facility | Main Street | Good Spring | PA | 17981 | Schuylkill | 40.6236 | -76.4619 | RFC | PJM | PJM Interconnection, LLC | Good Spring Mine Pool | 22 | NR | 2 | IPP Non-CHP | N |  | N |  | N |  | N | X |  | PPL Electric Utilities Corp | 14715 | PA | 230 |  |  | N |  | None |  |  |  | N | N
57081 | WGL Energy Systems, Inc | 58410 | Marshfield PV | 99 Clay Pit Road | Marshfield | MA | 2050 | Plymouth | 42.1117 | -70.7094 | NPCC | ISNE | ISO New England Inc. |  | 22 | NR | 2 | IPP Non-CHP | N |  | N |  | N |  |  | X |  | NSTAR Electric Company | 54913 | MA | 22.9 |  |  | N
57081 | WGL Energy Systems, Inc | 58411 | Orange PV | 380 East River Street | Orange | MA | 1364 | Franklin | 42.585 | -72.2939 | NPCC | ISNE | ISO New England Inc. |  | 22 | NR | 2 | IPP Non-CHP | N |  | N |  | N |  |  | X |  | Massachusetts Electric Co | 11804 | MA | 13.2 |  |  | N
57081 | WGL Energy Systems, Inc | 58412 | Maynard PV | 145 Waltham Street | Maynard | MA | 1754 | Middlesex | 42.4283 | -71.4356 | NPCC | ISNE | ISO New England Inc. |  | 22 | NR | 2 | IPP Non-CHP | N |  | N |  | N |  |  | X |  | NSTAR Electric Company | 54913 | MA | 13.8 |  |  | N
16572 | Salt River Project | 58413 | Copper Crossing Energy Center | 8125 E. Bella Vista Rd | Florence | AZ | 85143 | Pinal | 33.1551 | -111.4836 | WECC | SRP | Salt River Project | Wells | 22 | RE | 1 | Electric Utility | N |  | N |  | N |  | N | X |  | Salt River Project | 16572 | AZ | 230 | 69 |  | N |  | None |  |  |  | N
13468 | New London Municipal Utilities | 58414 | NLMU Wind | 2423 Racine Ave. | New London | IA | 52645 | Henry | 40.955 | -91.3944 | MRO | MISO | Midcontinent Independent Transmission System Operator, Inc.. |  | 22 | RE | 1 | Electric Utility | N |  | N |  | N |  | N | X |  | New London Municipal Utilities | 13468 | IA | 7.62 |  |  | N | [5 empty] | X | X
58412 | Headwaters Wind Farm LLC | 58416 | Headwaters Wind Farm LLC | 1101 Rainbow Drive | Winchester | IN | 47394 | Randolph | 40.0667 | -85.0133 | RFC | PJM | PJM Interconnection, LLC |  | 22 | NR | 2 | IPP Non-CHP | N |  | N |  | Y | EG-14-55-000 | N | X |  | Indiana Michigan Power Co | 9324 | IN | 345 |  |  | N
58413 | Lone Valley Solar Park I LLC | 58417 | Lone Valley Solar Park I LLC | 7950 Camp Rock Road | Lucerne Valley | CA | 92356 | San Bernardino | 34.3981 | -116.8655 | WECC | CISO | California Independent System Operator |  | 22 | NR | 2 | IPP Non-CHP | N |  | N |  | Y | EG14 - 34 | N | X |  | Southern California Edison Co | 17609 | CA | 33 |  |  | N
58661 | Sustainable Power Group, LLC | 58418 | Victor Dry Farm Ranch A | White Rd. and Dos Palmas Road | Victorville | CA | 92392 | San Bernardino | 34.5011 | -117.4667 | WECC | CISO | California Independent System Operator |  | 22 | NR | 2 | IPP Non-CHP | N |  | N |  | N |  |  | X |  | Southern California Edison Co | 17609 | CA | 12.47 |  |  | N | [5 empty] | N | X
58661 | Sustainable Power Group, LLC | 58419 | Victor Dry Farm Ranch B | White Rd & Maricopa Rd | Victorville | CA | 92392 | San Bernardino | 34.4978 | -117.4711 | WECC | CISO | California Independent System Operator |  | 22 | NR | 2 | IPP Non-CHP | N |  | N |  | N |  |  | X |  | Southern California Edison Co | 17609 | CA | 12.47 |  |  | N | [5 empty] | N | X
58417 | Panda Liberty O&M LLC | 58420 | Panda Liberty Generation Plant | 151 Liberty Lane | Towanda | PA | 18848 | Bradford | 41.7675 | -76.39 | RFC | PJM | PJM Interconnection, LLC | Towanda Municipal | 22 | NR | 2 | IPP Non-CHP | N |  | N |  | N |  | N | X |  | Pennsylvania Electric Co | 14711 | PA | 230 |  |  | N | VALLEY ENERGY |  |  |  |  | N
58418 | State Fair Community College | 58421 | Missouri Center for Waste to Energy | 24409 Oak Grove Lane | Sedalia | MO | 65301 | Pettis | 38.7247 | -93.2789 | SERC | SWPP | Southwest Power Pool |  | 22 | NR | 2 | IPP Non-CHP | N |  | N |  | N |  | N | X |  | Kansas City Power & Light Co | 10000 | MO | 12.47 |  |  | N | [5 empty] | N | N
58416 | California State University, Northridge | 58422 | CSU Northridge Plant | 18111 Nordhoff Street | Northridge | CA | 91330 | Los Angeles | 34.2433 | -118.5306 | WECC | LDWP | Los Angeles Department of Water and Power |  | 611 | NR | 5 | Commercial CHP | N |  | N |  | N |  | N | X |  | Los Angeles Department of Water & Power | 11208 | CA | 35 |  |  | N | SOUTHERN CALIFORNIA GAS COMPANY |  |  |  |  | N | X
57081 | WGL Energy Systems, Inc | 58423 | Southbridge PV | 247 Blackmer Road | Southbridge | MA | 1550 | Worcester | 42.0474 | -71.9929 | NPCC | ISNE | ISO New England Inc. |  | 22 | NR | 2 | IPP Non-CHP | N |  | N |  | N |  |  | X |  | Massachusetts Electric Co | 11804 | MA | 13.2 |  |  | N
58420 | Harbor Wind Tenant LLC | 58424 | Harbor Wind LLC | 3918 Joe Fulton International | Corpus Christi | TX | 78402 | Nueces | 27.8322 | -97.4403 | TRE | ERCO | Electric Reliability Council of Texas, Inc. |  | 22 | NR | 2 | IPP Non-CHP | N |  | N |  | N |  | N | X |  | AEP Texas Central Company | 3278 | TX | 12.47 |  |  | N
58422 | Fire Island Wind LLC | 58425 | Fire Island Wind | 725 East Fireweed Lane | Anchorage | AK | 99503 | Anchorage | 61.13 | -150.2436 |  |  |  |  | 22 | NR | 2 | IPP Non-CHP | N |  | N |  | N |  | N | X |  | Chugach Electric Assn Inc | 3522 | AK | 34.5 |  |  | N | [5 empty] | X | X
58421 | Panda Patriot O&M LLC | 58426 | Panda Patriot Generation Plant | 50 Patriot Lane | Montgomery | PA | 17752 | Lycoming | 41.1808 | -76.8392 | RFC | PJM | PJM Interconnection, LLC |  | 22 | NR | 2 | IPP Non-CHP | N |  | N |  | N |  | N | X |  | PPL Electric Utilities Corp | 14715 | PA | 230 |  |  | N | UGI PENN NATURAL GAS |  |  |  |  | N | X
56155 | Lansing Board of Water and Light | 58427 | Lansing BWL REO Town Plant | 1201 South Washington | Lansing | MI | 48910 | Ingham | 42.7197 | -84.5517 | RFC | MISO | Midcontinent Independent Transmission System Operator, Inc.. | Municipality | 22 | RE | 1 | Electric Utility | N |  | N |  | N |  | N | X |  | City of Lansing - (MI) | 10704 | MI | 138 |  |  | N | CONSUMERS ENERGY COMPANY |  |  |  |  | N | N
58425 | LSU and A&M College | 58428 | LSU Cogen | South Stadium Drive | Baton Rouge | LA | 70803 | East Baton Rouge | 30.4106 | -91.1814 | SERC | MISO | Midcontinent Independent Transmission System Operator, Inc.. |  | 611 | NR | 5 | Commercial CHP | Y | 05-164-000 | N |  | N |  | N | X |  | Entergy Gulf States - LA LLC | 55936 | LA | 13.8 |  |  | N |  | ACADIAN GAS P L SYS |  |  |  | N | X
58426 | Sunshine Gas Producers LLC | 58429 | Sunshine Gas Producers | 14747 San Fernando Road, Build | Sylmar | CA | 91342 | Los Angeles | 34.3357 | -118.5192 | WECC | CISO | California Independent System Operator |  | 22 | NR | 2 | IPP Non-CHP | N |  | Y | QF-13-530-000 | N |  | N | X |  | Southern California Edison Co | 17609 | CA | 66 |  |  | N | [5 empty] | N | X
58427 | Centinela Solar Energy LLC | 58430 | Centinela Solar Energy | 319 Brockman Road | Calexico | CA | 92231 | Imperial | 32.6869 | -115.6478 | WECC | CISO | California Independent System Operator |  | 22 | NR | 2 | IPP Non-CHP | N |  | N |  | N |  | N | X |  | San Diego Gas & Electric Co | 16609 | CA | 230 |  |  | N
58428 | UT West Tennessee Solar Farm | 58431 | West Tennessee Solar Farm | 1900 Albright Road | Stanton | TN | 38069 | Haywood | 35.4086 | -89.3875 | SERC | TVA | Tennessee Valley Authority |  | 22 | NR | 2 | IPP Non-CHP | N |  | N |  | N |  | N | X |  | Chickasaw Electric Coop, Inc | 40166 | TN | 24.9 |  |  | N | [5 empty] | X | X
58429 | Houweling's Tomatoes | 58432 | Houweling Nurseries | 645 W Laguna Road | Camarillo | CA | 93012 | Ventura | 34.1797 | -119.0831 | WECC | CISO | California Independent System Operator |  | 22 | NR | 3 | IPP CHP | Y | QF12-413-000 | N |  | N |  | N | X |  | Southern California Edison Co | 17609 | CA | 16.8 |  |  | N | SOUTHERN CALIFORNIA GAS COMPANY |  |  |  |  | N
57485 | Diamond State Generation Partners, LLC | 58433 | Red Lion Energy Center | 1493 River Road | New Castle | DE | 19720 | New Castle | 39.6101 | -75.6297 | RFC | PJM | PJM Interconnection, LLC |  | 22 | NR | 2 | IPP Non-CHP | N |  | N |  | N |  | N | X |  | Delmarva Power | 5027 | DE | 135 |  |  | N | DELMARVA POWER AND LIGHT CO |  |  |  |  | N | X
20421 | Western Minnesota Mun Pwr Agny | 58434 | Red Rock Hydro Plant | 1004 216th Place | Pella | IA | 50219 | Marion | 41.3697 | -92.9808 | MRO | MISO | Midcontinent Independent Transmission System Operator, Inc.. | Des Moines River | 22 | RE | 1 | Electric Utility | N |  | N |  | N |  |  | X |  | WAPA-- Western Area Power Administration | 27000 | SD | 69
58431 | Ameresco Vasco Road, LLC | 58435 | Ameresco Vasco Road | 4001 North Vasco Road | Livermore | CA | 95336 | Alameda | 37.7544 | -121.7289 | WECC | CISO | California Independent System Operator |  | 22 | NR | 2 | IPP Non-CHP | N |  | N |  | N |  | N | X |  | Pacific Gas & Electric Co | 14328 | CA | 12 |  |  | N | [5 empty] | N | X
58432 | Ameresco San Joaquin, LLC | 58436 | Ameresco San Joaquin | 6484 North Waverly Road | Linden | CA | 95326 | San Joaquin | 38.0297 | -120.9297 | WECC | CISO | California Independent System Operator |  | 22 | NR | 2 | IPP Non-CHP | N |  | Y | 12-295-000 | N |  | N | X |  | Pacific Gas & Electric Co | 14328 | CA | 12.47 |  |  | N | [5 empty] | N | X
58433 | Ameresco Forward, LLC | 58437 | Ameresco Forward | 9999 South Austin Road | Manteca | CA | 95336 | San Joaquin | 37.8834 | -121.1851 | WECC | CISO | California Independent System Operator |  | 22 | NR | 2 | IPP Non-CHP | N |  | N |  | N |  | N | X |  | Pacific Gas & Electric Co | 14328 | CA | 12 |  |  | N | [5 empty] | N | X
58434 | City of Spearfish | 58438 | Spearfish Hydro | 1000 South Canyon Street | Spearfish | SD | 57783 | Lawrence | 44.4783 | -103.8547 | MRO | WACM | Western Area Power Administration - Rocky Mountain Region | Spearfish Creek | 22 | RE | 1 | Electric Utility | N |  | N |  | N |  | N | X |  | Black Hills Power Inc | 19545 | SD | 69 |  |  | N
58435 | Collinwood BioEnergy | 58439 | Collinwood BioEnergy Facility | 13550 Aspinwall Avenue | Cleveland | OH | 44110 | Cuyahoga | 41.5556 | -81.5892 | RFC | PJM | PJM Interconnection, LLC |  | 115 | NR | 6 | Industrial Non-CHP | N |  | N |  | N |  | N | X |  | City of Cleveland - (OH) | 3762 | OH | 10.1 |  |  | N
59413 | Crestmark Bank | 58440 | CBS Studio Center | 4024 Radford Ave | Los Angeles | CA | 91604 | Los Angeles | 34.145 | -118.3908 | WECC | LDWP | Los Angeles Department of Water and Power |  | 512 | NR | 4 | Commercial Non-CHP | N |  | N |  | N |  |  | X |  | Los Angeles Department of Water & Power | 11208 | CA | 4.8 |  |  | N | SOUTHERN CALIFORNIA GAS COMPANY |  |  |  |  | N
58430 | Gamesa Wind US LLC | 58441 | Swauk Wind LLC | 18511 Highway 10 | Thorp | WA | 98946 | Kittitas | 47.1392 | -120.7531 | WECC | PSEI | Puget Sound Energy |  | 22 | NR | 2 | IPP Non-CHP | N |  | Y | 13-93-000 | N |  |  | X |  | Puget Sound Energy Inc | 15500 | WA | 34.5 |  |  | N | [5 empty] | N | X
58437 | ACI Energy Partners LLC | 58442 | ACI Energy Partners LLC | 117 S Massachusetts Ave | Atlantic City | NJ | 8401 | Atlantic | 39.3647 | -74.4156 | RFC | PJM | PJM Interconnection, LLC |  | 22 | NR | 3 | IPP CHP | N |  | N |  | N |  |  | X |  | Atlantic City Electric Co | 963 | NJ | 23 |  |  | N | SOUTH JERSEY GAS COMPANY |  |  |  |  | X | X
58438 | Sunstream Energy LLC | 58443 | Martin Limestone Solar Array | 875 East Earl Road | New Holland | PA | 17557 | Lancaster | 40.1078 | -76.0617 | RFC | PJM | PJM Interconnection, LLC |  | 22 | NR | 2 | IPP Non-CHP | N |  | N |  | N |  | N | X |  | PPL Electric Utilities Corp | 14715 | PA | 12.48 |  |  | N | [5 empty] | X | X
58439 | Junction Hilltop Management LLC | 58444 | Junction Hilltop Wind Farm | 850 Somerset Ave | Dana | IA | 50064 | Greene | 42.0989 | -94.2692 | MRO | MISO | Midcontinent Independent Transmission System Operator, Inc.. |  | 22 | NR | 2 | IPP Non-CHP | N |  | Y | 11-253,11-254,11-255,11-256,11-257 | N |  | N | X |  | Interstate Power and Light Co | 9417 | IA | 12.47 |  |  | N
58440 | CD US Solar MT 2 LLC | 58445 | Arrache 4006 | 4291 E Ave | Palmdale | CA | 93552 | Los Angeles | 34.655 | -118.0511 | WECC | CISO | California Independent System Operator |  | 22 | NR | 2 | IPP Non-CHP | N |  | Y | 11-305, 11-306 | N |  | N | X |  | Southern California Edison Co | 17609 | CA | 12 |  |  | N
58440 | CD US Solar MT 2 LLC | 58446 | Arrache 4013 | 42170 40th Street East | Palmdale | CA | 93552 | Los Angeles | 34.6506 | -118.0519 | WECC | CISO | California Independent System Operator |  | 22 | NR | 2 | IPP Non-CHP | N |  | Y | 11-303 | N |  | N | X |  | Southern California Edison Co | 17609 | CA | 12 |  |  | N
58440 | CD US Solar MT 2 LLC | 58447 | Arrache 8083 | 42051 40th Street East | Palmdale | CA | 93552 | Los Angeles | 34.6478 | -118.0611 | WECC | CISO | California Independent System Operator |  | 22 | NR | 2 | IPP Non-CHP | N |  | Y | 11-295, 11-296, 11-297 | N |  | N | X |  | Southern California Edison Co | 17609 | CA | 12 |  |  | N
58440 | CD US Solar MT 2 LLC | 58448 | Nunn | 14129 Joshua Rd | Apple Valley | CA | 92307 | San Bernardino | 34.5092 | -117.1544 | WECC | CISO | California Independent System Operator |  | 22 | NR | 2 | IPP Non-CHP | N |  | Y | 11-376 | N |  | N | X |  | Southern California Edison Co | 17609 | CA | 12 |  |  | N
58440 | CD US Solar MT 2 LLC | 58449 | Rutan | 20th Street West & West Ave M | Palmdale | CA | 93551 | Los Angeles | 34.6439 | -118.1631 | WECC | CISO | California Independent System Operator |  | 22 | NR | 2 | IPP Non-CHP | N |  | Y | 12-56, 12-53, 12-52 | N |  | N | X |  | Southern California Edison Co | 17609 | CA | 12 |  |  | N
58440 | CD US Solar MT 2 LLC | 58450 | Vinam | 43252 40th Street East | Lancaster | CA | 93535 | Los Angeles | 34.6689 | -118.0614 | WECC | CISO | California Independent System Operator |  | 22 | NR | 2 | IPP Non-CHP | N |  | Y | 11-294 | N |  | N | X |  | Southern California Edison Co | 17609 | CA | 12 |  |  | N
58440 | CD US Solar MT 2 LLC | 58451 | Ma | 4016 East Lancaster Blvd | Lancaster | CA | 93535 | Los Angeles | 34.6953 | -118.0625 | WECC | CISO | California Independent System Operator |  | 22 | NR | 2 | IPP Non-CHP | N |  | Y | 12-190 | N |  | N | X |  | Southern California Edison Co | 17609 | CA | 12 |  |  | N
58440 | CD US Solar MT 2 LLC | 58452 | Horn | 8101 80th Ave W | Lancaster | CA | 93536 | Los Angeles | 34.7089 | -118.2742 | WECC | CISO | California Independent System Operator |  | 22 | NR | 2 | IPP Non-CHP | N |  | Y | 11-355 | N |  | N | X |  | Southern California Edison Co | 17609 | CA | 12 |  |  | N
58442 | Dixon Dairy Road | 58453 | Dixon Dairy Road Solar | 230 Dixon Dairy Road | Kings Mountain | NC | 28086 | Cleveland | 35.1992 | -81.4108 | SERC | DUK | Duke Energy Carolinas |  | 22 | NR | 2 | IPP Non-CHP | N |  | Y | 11,231,00 | N |  |  | X |  | Duke Energy Carolinas, LLC | 5416 | NC | 12.47 |  |  | N
58440 | CD US Solar MT 2 LLC | 58454 | Watts 3115 | 1255 El Mirage Road | Adelanto | CA | 92301 | San Bernardino | 34.6008 | -117.6422 | WECC | CISO | California Independent System Operator |  | 22 | NR | 2 | IPP Non-CHP | N |  | Y | 11-292, 11-293 | N |  | N | X |  | Southern California Edison Co | 17609 | CA | 12 |  |  | N
58443 | EBD Hydro LLC | 58455 | 45 Mile Hydroelectric Project | N/A | Culver | OR | 97734 | Jefferson | 44.5281 | -121.1528 | WECC | PACW | PacifiCorp - West | North Unit Main Canal | 22 | NR | 2 | IPP Non-CHP | N |  | Y | 12-239-000 | N |  | N | X |  | PacifiCorp | 14354 | OR | 12.48 |  |  | N | [5 empty] | N | X
58444 | Cumberland Rose Wind Energy, LLC | 58456 | Cumberland Rose | 2917 Orange Avenue | Orient | IA | 50858 | Adair | 41.2269 | -94.4347 | MRO | MISO | Midcontinent Independent Transmission System Operator, Inc.. |  | 22 | NR | 2 | IPP Non-CHP | N |  | Y | QF12-335-000 | N |  | N | X |  | Farmers Electric Coop, Inc - (IA) | 6112 | IA | 12.47 |  |  | N
58445 | Forward Fontanelle Power, LLC | 58457 | Fontanelle | 2155 Fontanelle Road | Fontanelle | IA | 50846 | Adair | 41.3389 | -94.57 | MRO | MISO | Midcontinent Independent Transmission System Operator, Inc.. |  | 22 | NR | 2 | IPP Non-CHP | N |  | Y | QF11-452-000 | N |  | N | X |  | City of Fontanelle - (IA) | 6501 | IA | 12.47 |  |  | N
58446 | Greenfield Wind Power, LLC | 58458 | Greenfield Wind | 2101 250th St. | Greenfield | IA | 50849 | Adair | 41.29 | -94.485 | MRO | MISO | Midcontinent Independent Transmission System Operator, Inc.. |  | 22 | RE | 1 | Electric Utility | N |  | Y | QF12-192-000 | N |  | N | X |  | City of Greenfield - (IA) | 7626 | IA | 12.47 |  |  | N | [5 empty] | N
58447 | Meadow Ridge Wind Energy, LLC | 58459 | Meadow Ridge | 2325 180th St. | Greenfield | IA | 50849 | Adair | 41.39 | -94.4458 | MRO | MISO | Midcontinent Independent Transmission System Operator, Inc.. |  | 22 | NR | 2 | IPP Non-CHP | N |  | Y | QF12-334-000 | N |  | N | X |  | Farmers Electric Coop, Inc - (IA) | 6112 | IA | 12.47 |  |  | N
58448 | Sky Volt, LLC | 58460 | Sky Volt | 2101 250th St. | Greenfield | IA | 50849 | Adair | 41.29 | -94.4881 | MRO | MISO | Midcontinent Independent Transmission System Operator, Inc.. |  | 22 | NR | 2 | IPP Non-CHP | N |  | Y | QF12-336-000 | N |  | N | X |  | City of Greenfield - (IA) | 7626 | IA | 12.47 |  |  | N | [5 empty] | N
58449 | Wiota Wind Energy, LLC #1 | 58461 | Wiota | 68776 Independence Rd | Wiota | IA | 50274 | Cass | 41.3919 | -94.8764 | MRO | MISO | Midcontinent Independent Transmission System Operator, Inc.. |  | 22 | NR | 2 | IPP Non-CHP | N |  | Y | QF11-453-000 | N |  | N | X |  | Farmers Electric Coop, Inc - (IA) | 6112 | IA | 12.47 |  |  | N
58451 | McCoy Solar, LLC | 58462 | McCoy Solar Energy Project | NA | Blythe | CA | 92225 | Riverside | 33.6947 | -114.7397 | WECC | CISO | California Independent System Operator |  | 22 | NR | 2 | IPP Non-CHP | N |  | N |  | N |  |  | X |  | Southern California Edison Co | 17609 | CA | 230 |  |  | N
58452 | SMECO Solar LLC | 58463 | Herbert Farm Solar | 7761 Leonardtown Rd | Hughesville | MD | 20637 | Charles | 38.5456 | -76.7994 | RFC | PJM | PJM Interconnection, LLC |  | 22 | RE | 1 | Electric Utility | N |  | Y | QF12-435-000 | N |  | N | X |  | Southern Maryland Elec Coop Inc | 17637 | MD | 12 |  |  | N | [5 empty] | X | X
57421 | BayWa r.e Wind LLC | 58464 | Broadview Energy Prime LLC | 1697 Curry Road 34 | Grady | NM | 88120 | Curry | 34.7469 | -103.325 | SPP | SWPP | Southwest Power Pool |  | 22 | NR | 2 | IPP Non-CHP | N |  | Y | QF13-395-002 | N |  | N | X |  | Farmers Electric Coop, Inc - (NM) | 6198 | NM | 69 |  |  | N | [5 empty] | N | X
57421 | BayWa r.e Wind LLC | 58465 | Broadview Energy Prime 2 LLC | 1697 Curry Road 34 | Grady | NM | 88120 | Curry | 34.7281 | -103.305 | SPP | SWPP | Southwest Power Pool |  | 22 | NR | 2 | IPP Non-CHP | N |  | Y | QF13-396-002 | N |  | N | X |  | Farmers Electric Coop, Inc - (NM) | 6198 | NM | 69 |  |  | N | [5 empty] | N | X
57369 | Apple, Inc | 58466 | Mesa Solar Array | 3740 S. Signal Butte Rd | Mesa | AZ | 85209 | Maricopa | 33.3469 | -111.6031 | WECC | SRP | Salt River Project |  | 22 | NR | 2 | IPP Non-CHP | N |  | Y | 17-738-000 | N |  | N | X |  | Salt River Project | 16572 | AZ | 12.47 |  |  | N | [5 empty] | N | N
17650 | Southern Power Co | 58467 | Campo Verde Solar | 2007 W. Diehl Rd | Seeley | CA | 92273 | Imperial | 32.7533 | -115.7264 | WECC | CISO | California Independent System Operator |  | 22 | NR | 2 | IPP Non-CHP | N |  | N |  | Y | EG14-33-000 | N | X |  | San Diego Gas & Electric Co | 16609 | CA | 230 |  |  | N | [5 empty] | X | X
19547 | Hawaiian Electric Co Inc | 58469 | HNL Emergency Power Facility | 300 Rodgers Blvd | Honolulu | HI | 96819 | Honolulu | 21.3364 | -157.9194 | HICC |  |  |  | 22 | RE | 1 | Electric Utility | N |  | N |  | N |  |  | X |  | Hawaiian Electric Co Inc | 19547 | HI | 12 |  |  | N
58459 | C-Drop | 58470 | C-Drop Hydro | 6640 Kid Lane | Klamath Falls | OR | 97603 | Klamath | 42.1658 | -121.685 | WECC | PACW | PacifiCorp - West | Irrigation Water | 22 | NR | 2 | IPP Non-CHP | N |  | Y | 12286001 | N |  |  | X |  | PacifiCorp | 14354 | OR | 12.5 |  |  | N
49893 | Invenergy Services LLC | 58471 | Ector County Energy Center | SW 3601 1 MW NW of Holt Road | Goldsmith | TX | 79741 | Ector | 32.0692 | -102.5856 | TRE | ERCO | Electric Reliability Council of Texas, Inc. | Well | 22 | NR | 2 | IPP Non-CHP | N |  | N |  | N |  | N | X |  | Oncor Electric Delivery Company LLC | 44372 | TX | 138 |  |  | N |  | EL PASO NATURAL GAS COMPANY LLC |  |  |  | N
58460 | Buena Vista Biomass LLC | 58472 | Buena Vista Biomass Power | 4655 Coal Mine Rd | Ione | CA | 95640 | Amador | 38.2778 | -120.9136 | WECC | CISO | California Independent System Operator | Jackson Creek | 22 | NR | 2 | IPP Non-CHP | N |  | Y | 82208009 | N |  | N | X |  | Pacific Gas & Electric Co | 14328 | CA | 60 |  |  | N |  | PACIFIC GAS |  |  |  | N
5070 | Delaware Electric Cooperative | 58473 | Bruce A Henry Solar Farm | 23031 East Trap Pond Road | Georgetown | DE | 19947 | Sussex | 38.664 | -75.4005 | RFC | PJM | PJM Interconnection, LLC |  | 22 | RE | 1 | Electric Utility | N |  | N |  | N |  | N | X |  | Delaware Electric Cooperative | 5070 | DE | 12.5 |  |  | N | [5 empty] | N | N
58461 | Buffalo Dunes Wind Project LLC | 58474 | Buffalo Dunes Wind Project | Haskell Co Rd | Satanta | KS | 67870 | Haskell | 37.6208 | -101.0761 | SPP | SWPP | Southwest Power Pool |  | 22 | NR | 2 | IPP Non-CHP | N |  | N |  | Y | ER13-49 |  | X |  | Southwestern Public Service Co | 17718 | NM | 345 |  |  | N
58462 | Battery Utility of Ohio LLC | 58475 | Battery Utility of Ohio | 12666 Centerburg Rd | Sunbury | OH | 43074 | Delaware | 40.2603 | -82.8331 | RFC | PJM | PJM Interconnection, LLC |  | 22 | NR | 2 | IPP Non-CHP | N |  | N |  | Y | App submitted to obtain QF docket numbers, will provide | N | X |  | Ohio Power Co | 14006 | OH | 34.5 |  |  | Y | [5 empty] | N | X
58463 | Dart Container Corp | 58476 | Dart Container Corp | 60 east Main St | Leola | PA | 17540 | Lancaster | 40.0865 | -76.176 | RFC | PJM | PJM Interconnection, LLC |  | 326 | NR | 7 | Industrial CHP | N |  | N |  | N |  | N | X |  | PPL Electric Utilities Corp | 14715 | PA | 138 |  |  | N
58464 | City of Las Vegas | 58477 | Las Vegas WPCF Solar Plant | 6005 Vegas Valley Dr | Las Vegas | NV | 89142 | Clark | 36.1344 | -115.0353 | WECC | NEVP | Nevada Power Company |  | 22 | NR | 2 | IPP Non-CHP | N |  | N |  | N |  | N | X |  | Nevada Power Co | 13407 | NV | 12.5 |  |  | N | [5 empty] | X | X
26253 | Louisiana Energy & Power Authority | 58478 | LEPA Unit No. 1 | 1333 Youngs Road | Morgan City | LA | 70380 | St Mary | 29.6911 | -91.1928 | SPP | MISO | Midcontinent Independent Transmission System Operator, Inc.. | WWT Effluent | 22 | RE | 1 | Electric Utility | N |  | N |  | N |  | N | X |  | Morgan City - (LA) | 12927 | LA | 138 |  |  | N |  | TEXAS GAS TRANSMISSION LLC |  |  |  | N
58465 | Green States Energy, Inc. | 58479 | SEV NM Phase 2 | 1200 W. Brasher Rd | Roswell | NM | 88201 | Chaves | 33.3511 | -104.5069 | WECC | SWPP | Southwest Power Pool |  | 22 | NR | 2 | IPP Non-CHP | N |  | Y | QF13-529-000 | N |  |  | X |  | Southwestern Public Service Co | 17718 | NM | 12.47 |  |  | N
58466 | SunEnergy1 | 58480 | Plymouth Solar LLC | Mackey's Rd and Industrial Par | Plymouth | NC | 27962 | Washington | 35.875 | -76.7106 | SERC | PJM | PJM Interconnection, LLC |  | 22 | NR | 2 | IPP Non-CHP | N |  | Y | QF12-162-000 | N |  | N | X |  | Virginia Electric & Power Co | 19876 | NC | 34.5 |  |  | N | [5 empty] | X | X
58467 | SSA Solar of CO 1, LLC | 58481 | CSU Pueblo | 2200 Bonforte Boulevard | Pueblo | CO | 81001 | Pueblo | 38.3061 | -104.58 | WECC | WACM | Western Area Power Administration - Rocky Mountain Region |  | 611 | NR | 4 | Commercial Non-CHP | N |  | N |  | N |  | N | X |  | Black Hills Power Inc | 19545 | SD | 13.2 |  |  | N
58468 | Dominion Renewable Energy | 58482 | Azalea Solar, LLC | 965 Breezy Hill Road | Davisboro | GA | 31018 | Washington | 32.9808 | -82.5917 | SERC | SOCO | Southern Company Services, Inc. - Trans |  | 22 | NR | 2 | IPP Non-CHP | N |  | Y | 13-547-002 | N |  | N | X |  | Georgia Transmission Corp | 7197 | GA | 46 |  |  | N
58469 | Tinton Falls Solar | 58483 | Tinton Falls Solar Farm | 99 Tormee Drive | Tinton Falls | NJ | 7712 | Monmouth | 40.2639 | -74.0842 | RFC | PJM | PJM Interconnection, LLC |  | 22 | NR | 2 | IPP Non-CHP | N |  | N |  | N |  | N | X |  | Jersey Central Power & Lt Co | 9726 | NJ | 34.5 |  |  | N | [5 empty] | N | X
59370 | ENERGYneering Solutions, Inc | 58484 | MAS ASB Cogen Plant | 3791 Browns Mill Road | Atlanta | GA | 30354 | Fulton | 33.655 | -84.3944 | SERC | SOCO | Southern Company Services, Inc. - Trans | City of Atlanta | 312 | NR | 6 | Industrial Non-CHP | N |  | Y | 12-120-000 | N |  | N | X |  | Georgia Power Co | 7140 | GA | 19.8 |  |  | N |  | SOUTHERN NATURAL GAS COMPANY |  |  |  | N
58764 | Origis Energy USA, Inc | 58485 | Upson Rocky Creek Solar Plant | 310 Rocky Creek Road | Thomaston | GA | 30286 | Upson | 32.9208 | -84.3431 | SERC | SOCO | Southern Company Services, Inc. - Trans |  | 22 | NR | 2 | IPP Non-CHP | N |  | Y | 12-86-001 | N |  | N | X |  | Georgia Power Co | 7140 | GA | 12.47 |  |  | N
58473 | NVT LICENSES, LLC | 58486 | Picture Rocks Solar, LLC | 9000 N Sanders Rd | Marana | AZ | 85653 | Pima | 32.3697 | -111.2428 | WECC | TEPC | Tucson Electric Power Company |  | 22 | NR | 2 | IPP Non-CHP | N |  | N |  | N |  | N | X |  | Tucson Electric Power Co | 24211 | AZ | 46 |  |  | N
17650 | Southern Power Co | 58487 | Granville Solar PV Power Project | 7169 Highway 15 | Oxford | NC | 27565 | Granville | 36.4117 | -78.5939 | SERC | CPLE | Progress Energy Carolinas - EAST |  | 22 | NR | 2 | IPP Non-CHP | N |  | Y | QF12-489-001 | N |  | N | X |  | Duke Energy Progress - (NC) | 3046 | NC | 13.2 |  |  | N | [5 empty] | X | X
58473 | NVT LICENSES, LLC | 58488 | Bryan Solar, LLC | 3400 Rancho Rd | Presidio | TX | 79845 | Presidio | 29.6 | -104.3 | TRE | ERCO | Electric Reliability Council of Texas, Inc. |  | 22 | NR | 2 | IPP Non-CHP | N |  | N |  | N |  |  | X |  | AEP Texas North Company | 20404 | TX | 69 |  |  | N
17650 | Southern Power Co | 58489 | Apex Solar PV Power Project | 14005 Apex Power Pkwy | North Las Vegas | NV | 89165 | Clark | 36.39 | -114.97 | WECC | NEVP | Nevada Power Company |  | 22 | NR | 2 | IPP Non-CHP | N |  | Y | QF11-500-001 | N |  | N | X |  | Nevada Power Co | 13407 | NV | 69 |  |  | N | [5 empty] | X | X
17650 | Southern Power Co | 58490 | Spectrum Solar PV Power Project | 4040 State Highway 147 | Las Vegas | NV | 89124 | Clark | 36.23 | -114.87 | WECC | NEVP | Nevada Power Company |  | 22 | NR | 2 | IPP Non-CHP | N |  | Y | QF12-493-001 | N |  | N | X |  | Nevada Power Co | 13407 | NV | 69 |  |  | N | [5 empty] | X | X
58477 | O2energies, Inc. | 58491 | Sandy Cross Solar, LLC | 2999 Lewis Road | Elm City | NC | 27822 | Nash | 35.8683 | -77.9542 | SERC | CPLE | Progress Energy Carolinas - EAST |  | 22 | NR | 2 | IPP Non-CHP | N |  | Y | QF11,493,000 | N |  | N | X |  | Duke Energy Progress - (NC) | 3046 | NC | 12.47 |  |  | N
58477 | O2energies, Inc. | 58492 | Ararat Rock Solar, LLC | 525 Quarry Road | Mount Airy | NC | 27030 | Surry | 36.4611 | -80.6006 | SERC | DUK | Duke Energy Carolinas |  | 22 | NR | 2 | IPP Non-CHP | N |  | Y | QF12,115,000 | N |  | N | X |  | Duke Energy Carolinas, LLC | 5416 | NC | 12.47 |  |  | N
58477 | O2energies, Inc. | 58493 | Progress Solar 1, LLC | 5814 NC 39 Hwy S | Bunn | NC | 27508 | Franklin | 35.9481 | -78.2508 | SERC | CPLE | Progress Energy Carolinas - EAST |  | 22 | NR | 2 | IPP Non-CHP | N |  | Y | SP-1604 | N |  | N | X |  | Duke Energy Progress - (NC) | 3046 | NC | 23 |  |  | N
58477 | O2energies, Inc. | 58494 | Progress Solar II, LLC | 5719 Old Stage Road | Fairmont | NC | 28340 | Robeson | 34.4761 | -79.0975 | SERC | CPLE | Progress Energy Carolinas - EAST |  | 22 | NR | 2 | IPP Non-CHP | N |  | Y | SP-1605 | N |  | N | X |  | Duke Energy Progress - (NC) | 3046 | NC | 23 |  |  | N | [5 empty] | N | X
58477 | O2energies, Inc. | 58495 | Progress Solar III, LLC | 14803 NC Highway 130 W | Maxton | NC | 28364 | Robeson | 34.7142 | -79.3539 | SERC | CPLE | Progress Energy Carolinas - EAST |  | 22 | NR | 2 | IPP Non-CHP | N |  | Y | SP-1603 | N |  | N | X |  | Duke Energy Progress - (NC) | 3046 | NC | 23 |  |  | N
58135 | Ecos Energy LLC | 58496 | Lincoln Solar | 8862 Grand Boulevard | Merrillville | IN | 46410 | Lake | 41.4628 | -87.2603 | RFC | MISO | Midcontinent Independent Transmission System Operator, Inc.. |  | 22 | NR | 2 | IPP Non-CHP | N |  | N |  | N |  |  | X |  | Northern Indiana Pub Serv Co | 13756 | IN | 13.2 |  |  | N
7477 | Granger Electric Co | 58497 | L&S Sweetners | 388 E. Main Street | Leola | PA | 17540 | Lancaster | 40.0906 | -76.1456 | RFC | PJM | PJM Interconnection, LLC |  | 22 | NR | 2 | IPP Non-CHP | N |  | N |  | N |  | N | X |  | PPL Electric Utilities Corp | 14715 | PA | 0.48 |  |  | N | [5 empty] | N | X
57354 | X-Elio North America Inc | 58498 | Rosamond One | 6305 Favorito Avenue | Rosamond | CA | 93560 | Kern | 34.9 | -118.2469 | WECC | CISO | California Independent System Operator |  | 22 | NR | 2 | IPP Non-CHP | N |  | Y | 12-223-000 | N |  |  | X |  | Southern California Edison Co | 17609 | CA | 66 |  |  | N
57354 | X-Elio North America Inc | 58499 | Rosamond Two | 6017 Favorito Avenue | Rosamond | CA | 93560 | Kern | 34.9003 | -118.2383 | WECC | CISO | California Independent System Operator |  | 22 | NR | 2 | IPP Non-CHP | N |  | Y | 12-223-000 | N |  |  | X |  | Southern California Edison Co | 17609 | CA | 66 |  |  | N
57354 | X-Elio North America Inc | 58500 | Rio Grande Solar | 13012 Meyer Road | Mojave | CA | 95301 | Kern | 35.0074 | -118.1645 | WECC | CISO | California Independent System Operator |  | 22 | NR | 2 | IPP Non-CHP | N |  | Y | 12-198-000 | N |  |  | X |  | Southern California Edison Co | 17609 | CA | 12 |  |  | N
57354 | X-Elio North America Inc | 58501 | Gillespie 1 | 36400 South Old US Highway 80 | Gila Bend | AZ | 85337 | Maricopa | 33.0264 | -112.6658 | WECC | AZPS | Arizona Public Service Company |  | 22 | NR | 2 | IPP Non-CHP | N |  | Y | 12-196-000 | N |  |  | X |  | Arizona Public Service Co | 803 | AZ | 12 |  |  | N
57354 | X-Elio North America Inc | 58502 | Columbia 3 | 2954 Purdy Avenue | Mojave | CA | 95301 | Kern | 35.0247 | -118.1642 | WECC | CISO | California Independent System Operator |  | 22 | NR | 2 | IPP Non-CHP | N |  | Y | 12-199-000 | N |  |  | X |  | Southern California Edison Co | 17609 | CA | 12 |  |  | N
15248 | Portland General Electric Co | 58503 | Carty Generating Station | 73396 Tower Road | Boardman | OR | 97818 | Morrow | 45.6986 | -119.8131 | WECC | BPAT | Bonneville Power Administration | Carty Reservoir | 22 | RE | 1 | Electric Utility | N |  | N |  | N |  | N | X |  | Bonneville Power Administration | 1738 | OR | 500 |  |  | N |  | TRANSCANADA - GAS TRANSMISSION NW |  |  |  | N
58485 | Rutgers, The State University of NJ | 58504 | Livingston Solar Farm | Berrue Circle and Sutton Lane | Piscataway | NJ | 8854 | Middlesex | 40.5236 | -74.43 | RFC | PJM | PJM Interconnection, LLC |  | 611 | NR | 4 | Commercial Non-CHP | N |  | N |  | N |  | N | X |  | Public Service Elec & Gas Co | 15477 | NJ | 13.2 |  |  | N
58485 | Rutgers, The State University of NJ | 58505 | Livingston Solar Canopies | Hospital Road and Sutton Lane | Piscatway | NJ | 8854 | Middlesex | 40.5275 | -74.4383 | RFC | PJM | PJM Interconnection, LLC |  | 611 | NR | 4 | Commercial Non-CHP | N |  | N |  | N |  | N | X |  | Public Service Elec & Gas Co | 15477 | NJ | 13.2 |  |  | N | [5 empty] | N | X
58486 | Chuckawalla Solar LLC | 58506 | Chuckawalla Solar | 19025 Wiley's Well Road | Blythe | CA | 92225 | Riverside | 33.5683 | -114.9181 | WECC | CISO | California Independent System Operator |  | 22 | NR | 2 | IPP Non-CHP | N |  | N |  | N |  | N | X |  | Southern California Edison Co | 17609 | CA | 12 |  |  | N
58487 | Montefiore Medical Center Moses Division | 58507 | Montefieor Medical Center Moses Division | 111 east 210th Street | Bronx | NY | 10467 | Bronx | 40.8814 | -73.8803 | NPCC | NYIS | New York Independent System Operator | City WaTER | 622 | NR | 5 | Commercial CHP | Y | QF89-206-000 | N |  | N |  |  | X |  | Consolidated Edison Co-NY Inc | 4226 | NY | 13.8 |  |  | N | CONSOLIDATED EDISON NEW YORK INC |  |  |  |  | N
58135 | Ecos Energy LLC | 58508 | Bear Creek Solar | 17016 North Jack Tone Road | Lodi | CA | 95240 | San Joaquin | 38.1364 | -121.1489 | WECC | CISO | California Independent System Operator |  | 22 | NR | 2 | IPP Non-CHP | N |  | Y | 13-364 | N |  |  | X |  | Pacific Gas & Electric Co | 14328 | CA | 21 |  |  | N
58135 | Ecos Energy LLC | 58509 | Vintner Solar | 1030 El Pomar Drive | Templeton | CA | 93465 | San Luis Obispo | 35.5579 | -120.6829 | WECC | CISO | California Independent System Operator |  | 22 | NR | 2 | IPP Non-CHP | N |  | N |  | N |  |  | X |  | Pacific Gas & Electric Co | 14328 | CA | 21 |  |  | N
58135 | Ecos Energy LLC | 58510 | Kettleman Solar Project | 15300 North Tully Road | Lodi | CA | 95220 | San Joaquin | 38.1214 | -121.1412 | WECC | CISO | California Independent System Operator |  | 22 | NR | 2 | IPP Non-CHP | N |  | N |  | N |  |  | X |  | Pacific Gas & Electric Co | 14328 | CA | 12 |  |  | N
58488 | Alaska Environmental Power | 58511 | Delta Wind Farm | Mile 1417.5 Alaska Hwy | Delta Junction | AK | 99737 | Southeast Fairbanks | 64.0139 | -145.5967 | ASCC |  |  |  | 22 | NR | 2 | IPP Non-CHP | N |  | N |  | Y | Not Yet Assigned |  | X |  | Golden Valley Elec Assn Inc | 7353 | AK | 25 |  |  | N
58489 | OCI Solar Power | 58512 | Cornerstone Power Vineland I LLC | 3152 . Delsea Drive | Vineland | NJ | 8360 | Cumberland | 39.4397 | -75.0439 | RFC | PJM | PJM Interconnection, LLC |  | 22 | NR | 2 | IPP Non-CHP | N |  | N |  | N |  | N | X |  | City of Vineland - (NJ) | 19856 | NJ | 12.47 |  |  | N | [5 empty] | X | X
58490 | Ironwood Solar LLC | 58513 | Ironwood Solar LLC | 19005 Wiley's Well Road | Blythe | CA | 92225 | Riverside | 33.565 | -114.9181 | WECC | CISO | California Independent System Operator |  | 22 | NR | 2 | IPP Non-CHP | N |  | N |  | N |  | N | X |  | Southern California Edison Co | 17609 | CA | 12 |  |  | N
57365 | Consolidated Edison Solutions Inc | 58514 | Desert Hot Springs Solar | 64851 Dillon Road | Desert Hot Springs | CA | 92258 | Riverside | 33.9231 | -116.53 | WECC | CISO | California Independent System Operator |  | 22 | NR | 2 | IPP Non-CHP | N |  | Y | 13-657 | N |  | N | X |  | Southern California Edison Co | 17609 | CA | 12 |  |  | N
58492 | Chattanooga Metropolitan Airport | 58515 | Chattanooga Metropolitan Airport Solar | 1001 Airport Road | Chattanooga | TN | 37421 | Hamilton | 35.0246 | -85.2086 | RFC | TVA | Tennessee Valley Authority |  | 481 | NR | 4 | Commercial Non-CHP | N |  | N |  | N |  | N | X |  | City of Chattanooga - (TN) | 3408 | TN | 12 |  |  | N | [5 empty] | X | X
58491 | Constellation Solar Holding, LLC | 58516 | Union HS at Casa Grande | 2730 North Trekell Road | Casa Grande | AZ | 85122 | Pinal | 32.9369 | -111.7386 | WECC | AZPS | Arizona Public Service Company |  | 22 | NR | 2 | IPP Non-CHP | N |  | Y | QF-13-75-000 | N |  |  | X |  | Arizona Public Service Co | 803 | AZ | 0.48 |  |  | N | [5 empty] | N
58491 | Constellation Solar Holding, LLC | 58517 | Vista Grande HS at Casa Grande | 1556 North Arizola Rd | Casa Grande | AZ | 85122 | Pinal | 32.8914 | -111.7131 | WECC | AZPS | Arizona Public Service Company |  | 22 | NR | 2 | IPP Non-CHP | N |  | Y | QF-13-74-000 | N |  |  | X |  | Arizona Public Service Co | 803 | AZ | 0.48 |  |  | N | [5 empty] | N
58494 | WSACC | 58518 | WSACC Power Generation Facility | 6400 Breezy Lane | Concord | NC | 28025 | Cabarrus | 35.3261 | -80.5422 | SERC | DUK | Duke Energy Carolinas | Treated Effluent Municipal | 22 | NR | 2 | IPP Non-CHP | N |  | N |  | N |  | Y | Y | OP | Duke Energy Carolinas, LLC | 5416 | NC | 12.4
58495 | Syncarpha Alethea I, LLC | 58519 | Alethea I | 2537 Route 206 | Eastampton | NJ | 8060 | Burlington | 40.0006 | -74.735 | RFC | PJM | PJM Interconnection, LLC |  | 22 | NR | 2 | IPP Non-CHP | N |  | Y | 11-386 | N |  |  | X |  | Public Service Elec & Gas Co | 15477 | NJ | 13 |  |  | N
59300 | PNM Resources | 58520 | Otero Solar | 155 Alamo St | La Luz | NM | 88337 | Otero | 32.9764 | -105.9711 | WECC | PNM | Public Service Company of New Mexico |  | 22 | RE | 1 | Electric Utility | N |  | N |  | N |  |  | X |  | Public Service Co of NM | 15473 | NM | 12.5 |  |  | N
59300 | PNM Resources | 58521 | Manzano Solar | 100 Bonita Vista | Los Lunas | NM | 87031 | Valencia | 34.7467 | -106.6544 | WECC | PNM | Public Service Company of New Mexico |  | 22 | RE | 1 | Electric Utility | N |  | N |  | N |  |  | X |  | Public Service Co of NM | 15473 | NM | 12.5 |  |  | N
59622 | Ahana Renewables, LLC | 58522 | Madera Community Hospital | 1250 East Almond Avenue | Madera | CA | 93637 | Madera | 36.9411 | -120.0467 | WECC | CISO | California Independent System Operator |  | 22 | NR | 2 | IPP Non-CHP | N |  | Y | QF14-262-000 | N |  | N | X |  | Pacific Gas & Electric Co | 14328 | CA | 15 |  |  | N
58498 | F H Stoltze Land & Lumber Co | 58523 | Stoltze CoGen1 | 600 Halfmoon Rd | Columbia Falls | MT | 59912 | Flathead | 48.3877 | -114.2409 | WECC | BPAT | Bonneville Power Administration | Well | 321 | NR | 7 | Industrial CHP | N |  | N |  | N |  | N | X |  | Flathead Electric Coop Inc | 6395 | MT | 13 |  |  | N | [5 empty] | N
60837 | Neuse River Solar Farm, LLC (NRSF) | 58524 | Neuse River Solar Farm | 8500 Battle Bridge Rd | Raleigh | NC | 27610 | Wake | 35.7144 | -78.4989 | SERC | DUK | Duke Energy Carolinas |  | 22 | NR | 2 | IPP Non-CHP | N |  | Y | QF10-19-001 | N |  |  | X |  | Duke Energy Carolinas, LLC | 5416 | NC | 69 |  |  | N
58500 | City of Hayward | 58525 | City of Hayward WWTP | 3700 Enterprise Avenue | Hayward | CA | 94545 | Alameda | 37.6335 | -122.1397 | WECC | CISO | California Independent System Operator |  | 22 | NR | 3 | IPP CHP | N |  | N |  | N |  |  | X |  | Pacific Gas & Electric Co | 14328 | CA | 12 |  |  | N | PACIFIC GAS |  |  |  |  | N | X
58502 | Uwharrie Mountain Renewable Energy, LLC | 58526 | Uwharrie Mountain Renewable | 561 Landfill Road | Mt. Gilead | NC | 27306 | Montgomery | 35.333 | -79.9649 | SERC | CPLE | Progress Energy Carolinas - EAST | n/a | 22 | NR | 2 | IPP Non-CHP | N |  | Y | 13-343-000 | N |  | N | X |  | Duke Energy Progress - (NC) | 3046 | NC | 115 |  |  | N | [5 empty] | N | X
58501 | Five Crowns Inc | 58527 | Crown Cooling Facility | 995 South 9th Street | Brawley | CA | 92227 | Imperial | 32.9672 | -115.5325 | WECC | IID | Imperial Irrigation District |  | 115 | NR | 6 | Industrial Non-CHP | N |  | N |  | N |  | N | X |  | Imperial Irrigation District | 9216 | CA | 0.48 |  |  | N
58503 | Garnet Solar Generation Station I LLC | 58528 | Garnet Solar Generation Station I LLC | 5400 N Indian Canyon Drive | Palm Springs | CA | 92262 | Riverside | 33.8906 | -116.5431 | WECC | CISO | California Independent System Operator |  | 22 | NR | 2 | IPP Non-CHP | N |  | N |  | N |  | N | X |  | Southern California Edison Co | 17609 | CA | 34.5 |  |  | N
60025 | Greenbacker Renewable Energy Corporation | 58529 | Progress Manis I | 1520 Stewartsville Road | Laurinburg | NC | 28352 | Scotland | 34.7564 | -79.4472 | SERC | CPLE | Progress Energy Carolinas - EAST |  | 22 | NR | 2 | IPP Non-CHP | N |  | Y | 12-320-000 | N |  |  | X |  | Duke Energy Progress - (NC) | 3046 | NC | 23 |  |  | N
60025 | Greenbacker Renewable Energy Corporation | 58531 | North Carolina Solar Bethea I | McColl Road & Tartan Road | Laurinburg | NC | 28352 | Scotland | 34.7047 | -79.5258 | SERC | CPLE | Progress Energy Carolinas - EAST |  | 22 | NR | 2 | IPP Non-CHP | N |  | Y | 12-310-000 | N |  | N | X |  | Duke Energy Progress - (NC) | 3046 | NC | 23 |  |  | N | [5 empty] | X | X
60230 | ORNI 47, LLC | 58533 | Don A Campbell 1 Geothermal | 1132 Gabbs Valley Road | Gabbs | NV | 89420 | Mineral | 38.8367 | -118.3239 | WECC | NEVP | Nevada Power Company |  | 22 | NR | 2 | IPP Non-CHP | N |  | Y | QF13-573 | N |  |  | X |  | Nevada Power Co | 13407 | NV | 92 |  |  | N
58506 | Westford Solar Park | 58534 | Westford Solar Park | 540 Groton Road | Westford | MA | 1886 | Middlesex | 42.6364 | -71.4194 | NPCC | ISNE | ISO New England Inc. |  | 22 | NR | 2 | IPP Non-CHP | N |  | N |  | N |  | N | X |  | Massachusetts Electric Co | 11804 | MA | 23 |  |  | N
56645 | Aqua America Inc | 58535 | Pickering Solar | 1050 Valley Forge Rd | Phoenixville | PA | 19460 | Chester | 40.1206 | -75.4881 | RFC | PJM | PJM Interconnection, LLC |  | 22 | NR | 2 | IPP Non-CHP | N |  | N |  | N |  | N | X |  | PECO Energy Co | 14940 | PA | 33 |  |  | N | [5 empty] | X | X
58489 | OCI Solar Power | 58536 | Cornerstone Power Holmdel LLC | 870 Holmdel Road | Holmdel | NJ | 7733 | Monmouth | 40.3522 | -74.1878 | RFC | PJM | PJM Interconnection, LLC |  | 22 | NR | 2 | IPP Non-CHP | N |  | N |  | N |  | N | X |  | Jersey Central Power & Lt Co | 9726 | NJ | 12.5 |  |  | N | [5 empty] | X | X
58489 | OCI Solar Power | 58537 | OCI Alamo Solar I | 14984 South Blue Wing Road | San Antonio | TX | 78204 | Bexar | 29.2717 | -98.4447 | TRE | ERCO | Electric Reliability Council of Texas, Inc. |  | 22 | NR | 2 | IPP Non-CHP | N |  | N |  | N |  | N | X |  | City of San Antonio - (TX) | 16604 | TX | 138 |  |  | Y | [5 empty] | X | X
58508 | Carolina Solar Energy II LLC | 58538 | PCSP3 Airport | 157 Hunt Club Rd | Timberlake | NC | 27583 | Person | 36.2881 | -78.9861 | SERC | DUK | Duke Energy Carolinas |  | 22 | NR | 2 | IPP Non-CHP | N |  | Y | QF12-161-000 | N |  | N | X |  | Duke Energy Carolinas, LLC | 5416 | NC | 22.8 |  |  | N
58507 | Solar Star Arizona III LLC | 58539 | Lake Pleasant WTP | 37000 N. New River Road | Peoria | AZ | 85383 | Maricopa | 33.8206 | -112.24 | WECC | AZPS | Arizona Public Service Company |  | 92 | NR | 4 | Commercial Non-CHP | N |  | N |  | N |  |  | X |  | Arizona Public Service Co | 803 | AZ | 69 |  |  | N
58509 | Affordable Solar Silver City, LLC | 58540 | Silver City WWTP PV Project | 1660 Filaree Road | Silver City | NM | 88062 | Grant | 32.7139 | -108.2481 | WECC | PNM | Public Service Company of New Mexico |  | 22 | NR | 2 | IPP Non-CHP | N |  | N |  | N |  | N | X |  | Public Service Co of NM | 15473 | NM | 12.47 |  |  | N
58511 | SunGen Sharon 1 LLC | 58541 | SunGen Sharon 1 LLC | 301 Commerce Park Dr | Sharon | VT | 5065 | Windsor | 43.79 | -72.49 | NPCC | ISNE | ISO New England Inc. |  | 22 | NR | 2 | IPP Non-CHP | N |  | N |  | N |  | N | X |  | Green Mountain Power Corp | 7601 | VT | 12.47 |  |  | N
58290 | NextEra Energy Desert Sunlight 250, LLC | 58542 | Desert Sunlight 250, LLC | 44810 Kaiser Road | Desert Center | CA | 92239 | Riverside | 33.8055 | -115.3947 | WECC | CISO | California Independent System Operator |  | 22 | NR | 2 | IPP Non-CHP | N |  | N |  | N |  | N | X |  | Southern California Edison Co | 17609 | CA | 230 |  |  | N | [5 empty] | N | X
58514 | Gilbert Solar Facility I, LLC | 58543 | Gilbert Solar Facility I, LLC | 402 North Neely Street | Gilbert | AZ | 85223 | Maricopa | 33.3559 | -111.8024 | WECC | AZPS | Arizona Public Service Company |  | 22 | NR | 2 | IPP Non-CHP | N |  | Y | QF13-570-000 | N |  |  | X |  | Arizona Public Service Co | 803 | AZ | 12.47 |  |  | N
58515 | NextEra Energy Mountain View Solar | 58544 | Mountain View Solar | 9901 Garnet Valley Blvd | North Las Vegas | NV | 89165 | Clark | 36.3906 | -114.9644 | WECC | NEVP | Nevada Power Company |  | 22 | NR | 2 | IPP Non-CHP | N |  | N |  | N |  | N | X |  | Nevada Power Co | 13407 | NV | 138 |  |  | N | [5 empty] | X | X
58518 | NRG Solar Community 1 LLC | 58545 | Community Solar 1 | 602 CA-78 | Brawley | CA | 92227 | Imperial | 32.9828 | -115.4819 | WECC | IID | Imperial Irrigation District |  | 22 | NR | 2 | IPP Non-CHP | N |  | N |  | N |  |  | X |  | Imperial Irrigation District | 9216 | CA | 34.5 |  |  | N
7477 | Granger Electric Co | 58546 | Granger Electric of Watervliet | 3290 Hennesey Road | Watervliet | MI | 49098 | Berrien | 42.1758 | -86.28 | RFC | MISO | Midcontinent Independent Transmission System Operator, Inc.. |  | 22 | NR | 2 | IPP Non-CHP | N |  | N |  | N |  | N | X |  | Consumers Energy Co | 4254 | MI | 4.16 |  |  | N | [5 empty] | N | X
58519 | Clean Energy Collective LLC | 58547 | SMPA Solar 1 | 14700 Hwy 90 | Bedrock | CO | 81411 | Montrose | 38.2725 | -108.7856 | WECC | WACM | Western Area Power Administration - Rocky Mountain Region |  | 22 | NR | 2 | IPP Non-CHP | N |  | Y | QF-415-789 | N |  | N | X |  | San Miguel Power Assn, Inc | 16622 | CO | 24.9 |  |  | N | [5 empty] | N | X
58520 | Huerfano River Wind, LLC | 58548 | Huerfano River Wind | 22100 Hwy 25 Frontage Road Eas | Walsenburg | CO | 81089 | Huerfano | 37.7722 | -104.8322 | WECC | WACM | Western Area Power Administration - Rocky Mountain Region |  | 22 | NR | 2 | IPP Non-CHP | N |  | N |  | N |  | N | X |  | San Isabel Electric Assn, Inc | 16616 | CO | 69 |  |  | N | [5 empty] | X | X
11936 | McBryde Sugar Co Ltd | 58549 | Port Allen Solar | Aka Ula Street | Eleele | HI | 96705 | Kauai | 21.9019 | -159.5817 |  |  |  |  | 22 | NR | 2 | IPP Non-CHP | N |  | N |  | N |  | N | X |  | Kauai Island Utility Cooperative | 10071 | HI | 12.47 |  |  | N | [5 empty] | X | X
58491 | Constellation Solar Holding, LLC | 58550 | Owens Corning at Bethlehem | 1277 Feura Bush Drive | Bethlehem | NY | 12067 | Albany | 42.5869 | -73.865 | NPCC | NYIS | New York Independent System Operator |  | 22 | NR | 2 | IPP Non-CHP | N |  | Y | QF13-550-000 | N |  |  | X |  | Niagara Mohawk Power Corp. | 13573 | NY | 13.8 |  |  | N | [5 empty] | N
58468 | Dominion Renewable Energy | 58551 | Bridgeport Fuel Cell Park | 1366 Railroad Avenue Bridgepor | Bridgeport | CT | 6605 | Fairfield | 41.1681 | -73.2111 | NPCC | ISNE | ISO New England Inc. |  | 22 | NR | 2 | IPP Non-CHP | N |  | Y | EG13-31,ER13-1403 | Y | EG13-31-000 | N | X |  | United Illuminating Co | 19497 | CT | 15 |  |  | N | SOUTHERN CONNECTICUT GAS COMPANY |  |  |  |  | N
58468 | Dominion Renewable Energy | 58552 | Indy Solar I, LLC | 10321 E. Southport Rd | Indianapolis | IN | 46259 | Marion | 39.6628 | -85.9856 | RFC | MISO | Midcontinent Independent Transmission System Operator, Inc.. |  | 22 | NR | 2 | IPP Non-CHP | N |  | Y | QF14-65-002 | N |  | N | X |  | Indianapolis Power & Light Co | 9273 | IN | 13.2 |  |  | N
58468 | Dominion Renewable Energy | 58553 | Indy Solar III, LLC | 5800 W Southport Rd | Indianapolis | IN | 46259 | Marion | 39.6594 | -86.2597 | RFC | MISO | Midcontinent Independent Transmission System Operator, Inc.. |  | 22 | NR | 2 | IPP Non-CHP | N |  | Y | QF14-69-002 | N |  | N | X |  | Indianapolis Power & Light Co | 9273 | IN | 13.2 |  |  | N
58468 | Dominion Renewable Energy | 58554 | Somers Solar Center, LLC | 488 South Road | Somers | CT | 6071 | Tolland | 41.955 | -72.4458 | NPCC | ISNE | ISO New England Inc. |  | 22 | NR | 2 | IPP Non-CHP | N |  | Y | QF14-31-002 | N |  | N | X |  | Connecticut Light & Power Co | 4176 | CT | 23 |  |  | N
58521 | University of Wisconsin Oshkosh Foundation | 58555 | Oshkosh Foundation Rosedale Biodigester LLC | N8997 County Tk M | Pickett | WI | 54964 | Winnebago | 43.8678 | -88.7181 | MRO | MISO | Midcontinent Independent Transmission System Operator, Inc.. |  | 22 | NR | 2 | IPP Non-CHP | N |  | N |  | N |  |  | X |  | Wisconsin Power & Light Co | 20856 | WI | 12.47 |  |  | N | [5 empty] | N
58468 | Dominion Renewable Energy | 58556 | Indy Solar II, LLC | 10321 E. Southport Rd | Indianapolis | IN | 46259 | Marion | 39.6628 | -85.9856 | RFC | MISO | Midcontinent Independent Transmission System Operator, Inc.. |  | 22 | NR | 2 | IPP Non-CHP | N |  | Y | QF14-64-002 | N |  | N | X |  | Indianapolis Power & Light Co | 9273 | IN | 13.2 |  |  | N
16572 | Salt River Project | 58557 | Mesquite Generating Station Block 1 | 37625 W. Elliot Rd | Arlington | AZ | 85322 | Maricopa | 33.345 | -112.8642 | WECC | SRP | Salt River Project | Wells | 22 | RE | 1 | Electric Utility | N |  | N |  | Y | 03-105 | N | X |  | Salt River Project | 16572 | AZ | 500 | 230 |  | N |  | TRANSWESTERN PIPELINE COMPANY | KINDER MORGAN BORDER PIPELINE LLC |  |  | N | N
58523 | Enerdyne Power Systems Inc | 58558 | Onslow Power Producers | 465 Meadow View Rd | Jacksonville | NC | 28540 | Onslow | 34.7975 | -77.5431 | SERC | DUK | Duke Energy Carolinas |  | 22 | NR | 2 | IPP Non-CHP | N |  | Y | 12-479-000 | N |  |  | X |  | Duke Energy Carolinas, LLC | 5416 | NC | 23.94 |  |  | N
58523 | Enerdyne Power Systems Inc | 58559 | BiCounty Gas Producers LLC | 3214 Dover Road | Woodlawn | TN | 37191 | Montgomery | 36.5406 | -87.5444 | SERC | TVA | Tennessee Valley Authority |  | 22 | NR | 2 | IPP Non-CHP | N |  | N |  | N |  |  | X |  | Cumberland Elec Member Corp | 4624 | TN | 23.94 |  |  | N
58524 | South Boston Energy LLC | 58560 | Halifax County Biomass | 1225 Plywood Trail | South Boston | VA | 24592 | Halifax | 36.7014 | -78.8733 | SERC | PJM | PJM Interconnection, LLC | HCSA Maple Avenue WWTP | 22 | NR | 2 | IPP Non-CHP | N |  | N |  | N |  | N | X |  | Virginia Electric & Power Co | 19876 | VA | 115 |  |  | N
56769 | Consolidated Edison Development Inc. | 58561 | Merrimac Solar | 81 East Main St | Merrimac | MA | 1860 | Essex | 42.8331 | -70.9919 | NPCC | ISNE | ISO New England Inc. |  | 22 | NR | 2 | IPP Non-CHP | N |  | Y | QF14-20 | N |  |  | X |  | Town of Merrimac - (MA) | 12296 | MA | 14 |  |  | N
5701 | El Paso Electric Co | 58562 | Montana Power Station | 13511 B Montana Ave | El Paso | TX | 79938 | El Paso | 31.8239 | -106.2119 | WECC | EPE | El Paso Electric Company | Municipality | 22 | RE | 1 | Electric Utility | N |  | N |  | N |  |  | X |  | El Paso Electric Co | 5701 | TX | 115 |  |  | N | Other - See pipeline notes. | Other - Please explain in pipeline notes below. |  |  | Kinder Morgan (inter) | N
58526 | Hometown Bio Energy LLC | 58563 | Hometown Bio Energy LLC | 31889 356th Street | Le Sueur | MN | 56058 | Le Sueur | 44.4356 | -93.9064 | MRO | MISO | Midcontinent Independent Transmission System Operator, Inc.. | City of Le Sueur | 22 | NR | 3 | IPP CHP | N |  | N |  | N |  |  | X |  | City of Le Sueur - (MN) | 10814 | MN | 12.47 |  |  | N |  | None |  |  |  | N | X
56769 | Consolidated Edison Development Inc. | 58564 | Frenchtown III Solar | 60 Barbertown Point Breeze Rd | Frenchtown | NJ | 8825 | Hunterdon | 40.4825 | -75.0181 | NPCC | PJM | PJM Interconnection, LLC |  | 22 | NR | 2 | IPP Non-CHP | N |  | Y | QF14-35 | N |  |  | X |  | Jersey Central Power & Lt Co | 9726 | NJ | 35 |  |  | N
58527 | Gettysburg Energy and Nutrient Rec Facility LLC | 58565 | Gettysburg Energy & Nutrient Rec Facility | 3917 Oxford Road | York Springs | PA | 17372 | Adams | 39.9503 | -77.1253 | RFC | PJM | PJM Interconnection, LLC | Air-Cooled | 22 | NR | 2 | IPP Non-CHP | N |  | N |  | N |  | N | X |  | Metropolitan Edison Co | 12390 | PA | 13.2 |  |  | N | [5 empty] | N | X
56999 | Western Massachusetts Electric Company | 58568 | Cottage Street Solar Facility | Cottage Street Solar Facility | Springfield | MA | 1104 | Hampden | 42.1453 | -72.5383 | NPCC | ISNE | ISO New England Inc. |  | 22 | RE | 1 | Electric Utility | N |  | N |  | N |  | N | X |  | Western Massachusetts Electric Company | 20455 | MA | 13.8 |  |  | N | [5 empty] | N | X
60842 | Paradise Solar Urban Renewal, LLC | 58569 | Paradise Solar Energy Center | 1 Paradise Road | West Deptford | NJ | 8086 | Gloucester | 39.8358 | -75.2225 | RFC | PJM | PJM Interconnection, LLC |  | 22 | NR | 2 | IPP Non-CHP | N |  | N |  | N |  | N | X |  | Public Service Elec & Gas Co | 15477 | NJ | 26.4 |  |  | N | [5 empty] | X | X
56381 | Enel Cove Fort LLC | 58570 | Enel Cove Fort | 1185 East Sulphurdale Road | Cove Fort | UT | 84713 | Beaver | 38.5603 | -112.5811 | WECC | PACE | PacifiCorp - East |  | 22 | NR | 2 | IPP Non-CHP | N |  | N |  | N |  |  | X |  | PacifiCorp | 14354 | UT | 138 |  |  | N
15248 | Portland General Electric Co | 58571 | Tucannon River Wind Farm | 100 Blue Norther Lane | Dayton | WA | 99328 | Columbia | 46.4211 | -118.0269 | WECC | BPAT | Bonneville Power Administration |  | 22 | RE | 1 | Electric Utility | N |  | N |  | N |  | N | X |  | Bonneville Power Administration | 1738 | WA | 230 |  |  | N | [5 empty] | X
49893 | Invenergy Services LLC | 58572 | Lakeland Solar Energy LLC | 145 Burnt Church Road | Lakeland | GA | 31635 | Lanier | 31.0269 | -83.055 | SERC | SOCO | Southern Company Services, Inc. - Trans |  | 22 | NR | 2 | IPP Non-CHP | N |  | N |  | Y | QF14-63-000, QF14-67-000 | N | X |  | Georgia Power Co | 7140 | GA | 12.47 |  |  | N
58535 | Eagle Valley Clean Energy LLC | 58574 | Eagle Valley Clean Energy LLC Biomass | 10775 US Highway 6 | Gypsum | CO | 81637 | Eagle | 39.6481 | -106.9431 | WECC | PSCO | Public Service Company of Colorado | Municipality | 22 | NR | 2 | IPP Non-CHP | N |  | Y | EL13-87-000l, QF13-658-000 | N |  | N | X |  | Holy Cross Electric Assn, Inc | 8773 | CO | 24.9 |  |  | N
58536 | Smithfield-Farmland Packaged Food Group | 58575 | Smithfield Farmland Kinston | 1780 Smithfield Way | Kinston | NC | 28504 | Lenoir | 35.2683 | -77.6592 | SERC | CPLE | Progress Energy Carolinas - EAST |  | 311 | NR | 7 | Industrial CHP | N |  | N |  | N |  | N | X |  | City of Kinston - (NC) | 10345 | NC | 12.47 |  |  | N | [5 empty] | N | X
58465 | Green States Energy, Inc. | 58576 | GSE NM1 | 7339 Cherokee Rd | Dexter | NM | 88230 | Chaves | 33.3 | -104.4 | WECC | SWPP | Southwest Power Pool |  | 22 | NR | 2 | IPP Non-CHP | N |  | Y | ER11-3431-000 | N |  |  | X |  | Southwestern Public Service Co | 17718 | NM | 12.47 |  |  | N
17633 | Southern Indiana Gas & Elec Co | 58577 | Veolia ES Blackfoot Landfill Facility | 3726 E. State Road 64 | Winslow | IN | 47598 | Pike | 38.3272 | -87.2006 | RFC | MISO | Midcontinent Independent Transmission System Operator, Inc.. |  | 22 | RE | 1 | Electric Utility | N |  | N |  | N |  | N | X |  | Southern Indiana Gas & Elec Co | 17633 | IN | 12 |  |  | N | [5 empty] | N | X
58537 | Fresh Air Energy IV LLC | 58578 | Sonora 1 | 5400 O'Byrnes Ferry Rd | Jamestown | CA | 95327 | Tuolumne | 37.8898 | -120.5287 | WECC | CISO | California Independent System Operator |  | 22 | NR | 2 | IPP Non-CHP | N |  | Y | QF13-551 | N |  | N | X |  | Pacific Gas & Electric Co | 14328 | CA | 12 |  |  | N | [5 empty] | N | X
13781 | Northern States Power Co - Minnesota | 58579 | Laverne Battery | 1056 40th Ave | Beaver Creek | MN | 56616 | Rock | 43.6386 | -96.39 | MRO | MISO | Midcontinent Independent Transmission System Operator, Inc.. |  | 22 | RE | 1 | Electric Utility | N |  | N |  | N |  | N | X |  | Northern States Power Co - Minnesota | 13781 | MN | 34.5 |  |  | Y | [5 empty] | X | X
58539 | Pheasant Run Wind LLC | 58580 | Pheasant Run Wind LLC | 2254 S Caseville Rd | Pigeon | MI | 48757 | Huron | 43.7578 | -83.2978 | RFC | MISO | Midcontinent Independent Transmission System Operator, Inc.. |  | 22 | NR | 2 | IPP Non-CHP | N |  | N |  | Y | EG13-60 | N | X |  | ITC Transmission | 56068 | MI | 345 |  |  | N | [5 empty] | N | X
58540 | California PV Energy LLC | 58581 | Oltmans SCE at Champagne | 1670 Champagne Ave | Ontario | CA | 91761 | San Bernardino | 34.0439 | -117.5311 | WECC | CISO | California Independent System Operator |  | 22 | NR | 2 | IPP Non-CHP | N |  | Y | QF13-602 | N |  |  | X |  | Southern California Edison Co | 17609 | CA | 12 |  |  | N | [5 empty] | N
58540 | California PV Energy LLC | 58582 | Oltmans SCE at Jurupa | 2825 E. Jurupa St | Ontario | CA | 91761 | San Bernardino | 34.05 | -117.5961 | WECC | CISO | California Independent System Operator |  | 22 | NR | 2 | IPP Non-CHP | N |  | Y | QF13-601 | N |  |  | X |  | Southern California Edison Co | 17609 | CA | 12 |  |  | N | [5 empty] | N
58541 | Forbes Street Solar, LLC | 58583 | Forbes Street Solar | 311 Forbes Street | East Providence | RI | 2915 | Providence | 41.7731 | -71.3389 | NPCC | ISNE | ISO New England Inc. |  | 22 | NR | 2 | IPP Non-CHP | N |  | Y | 13-381-001 | N |  | N | X |  | The Narragansett Electric Co | 13214 | RI | 23 |  |  | N | [5 empty] | X | X
58542 | Trustees of Princeton University | 58584 | Princeton University Cogeneration | Elm Drive | Princeton | NJ | 8543 | Mercer | 40.3414 | -74.6572 | RFC | PJM | PJM Interconnection, LLC | American Water | 611 | NR | 5 | Commercial CHP | Y | QF12-426-000 | N |  | N |  | N | X |  | Princeton Public Utils Comm | 15387 | MN | 4.16 | 26 |  | N |  | PUBLIC SERVICE ELECTRIC & GAS CO |  |  |  | N | X
58544 | Sierra Nevada Brewing Co | 58585 | Sierra Nevada Brewing Co | 1075 East 20th St | Chico | CA | 95928 | Butte | 39.7242 | -121.8153 | WECC | CISO | California Independent System Operator |  | 312 | NR | 7 | Industrial CHP | N |  | N |  | N |  | N | X |  | Pacific Gas & Electric Co | 14328 | CA | 12 |  |  | Y |  | PACIFIC GAS |  |  |  | N | X
60947 | Tesla Inc. | 58586 | Town of East Bridgewater | 230 Highland St | East Bridgewater | MA | 2333 | Plymouth | 42.0511 | -70.9558 | NPCC | ISNE | ISO New England Inc. |  | 22 | NR | 2 | IPP Non-CHP | N |  | N |  | N |  |  | X |  | Massachusetts Electric Co | 11804 | MA | 0.48 |  |  | N
58545 | Tuscola Wind II LLC | 58587 | Tuscola Wind II LLC | 4941 N. Gera Rd | Reese | MI | 48757 | Tuscola | 43.5269 | -83.5669 | RFC | MISO | Midcontinent Independent Transmission System Operator, Inc.. |  | 22 | NR | 2 | IPP Non-CHP | N |  | N |  | Y | EG13-62 |  | X |  | Michigan Electric Transmission Company | 56163 | MI | 120 |  |  | N
57081 | WGL Energy Systems, Inc | 58588 | Sue Cleveland High School | 4800 Laban Road | Rio Rancho | NM | 87144 | Sandoval | 35.3133 | -106.6578 | WECC | PNM | Public Service Company of New Mexico |  | 22 | NR | 2 | IPP Non-CHP | N |  | N |  | N |  |  | X |  | Public Service Co of NM | 15473 | NM | 12.47 |  |  | N
57081 | WGL Energy Systems, Inc | 58589 | Rio Rancho High School | 301 Loma Colorado Blvd | Rio Rancho | NM | 87124 | Sandoval | 35.2644 | -106.6678 | WECC | PNM | Public Service Company of New Mexico |  | 22 | NR | 2 | IPP Non-CHP | N |  | N |  | N |  |  | X |  | Public Service Co of NM | 15473 | NM | 12.47 |  |  | N
58546 | Cascade Solar LLC | 58590 | Cascade Solar | 65080 E Broadway St | Joshua Tree | CA | 92252 | San Bernardino | 34.1572 | -116.2344 | WECC | CISO | California Independent System Operator |  | 22 | NR | 2 | IPP Non-CHP | N |  | Y | QF13-676-000 | N |  |  | X |  | Southern California Edison Co | 17609 | CA | 33 |  |  | N
58547 | Port of Tillamook Bay | 58591 | POTB Digester | 6080 Hangar A Rd | Tillamook | OR | 97141 | Tillamook | 45.4144 | -123.8042 | WECC | BPAT | Bonneville Power Administration | Municipality | 22 | RE | 1 | Electric Utility | N |  | Y | QF13-385-000 | N |  | N | X |  | Tillamook Peoples Utility Dist | 18917 | OR | 24.9 |  |  | N
17650 | Southern Power Co | 58592 | Solar Gen 2 | Quay Rd | Brawley | CA | 92233 | Imperial | 33.08 | -115.47 | WECC | CISO | California Independent System Operator |  | 22 | NR | 2 | IPP Non-CHP | N |  | N |  | Y | EG14-21-000 | N | X |  | Imperial Irrigation District | 9216 | CA | 230 |  |  | N | [5 empty] | X | X
58548 | State of CA DGS BPM | 58593 | DGS Central Utility Plant | 625 Q St | Sacramento | CA | 95811 | Sacramento | 38.5739 | -121.5014 | WECC | BANC | Balancing Authority of Northern California | Municipality | 921 | NR | 5 | Commercial CHP | N |  | N |  | N |  | N | X |  | Sacramento Municipal Util Dist | 16534 | CA | 4.16 |  |  | N |  | PACIFIC GAS |  |  |  | N | N
58551 | Steele Flats Wind Project LLC | 58594 | Steele Flats Wind Project LLC | 70548 580th Ave | Diller | NE | 68342 | Jefferson | 40.0489 | -96.9522 | MRO | SWPP | Southwest Power Pool |  | 22 | NR | 2 | IPP Non-CHP | N |  | N |  | N |  |  | X |  | Nebraska Public Power District | 13337 | NE | 115 |  |  | N | [5 empty] | N | N
58550 | Indeck Energy-Alexandria, LLC | 58595 | Indeck Energy-Alexandria | 151 Smith River Road | Alexandria | NH | 3222 | Grafton | 43.5608 | -71.7806 | NPCC | ISNE | ISO New England Inc. | Smith River | 22 | NR | 2 | IPP Non-CHP | N |  | Y | 86-377-000 | N |  | N | X |  | Public Service Co of NH | 15472 | NH | 34.5 |  |  | N
56215 | E ON Climate Renewables N America LLC | 58596 | Grandview Wind Farm, LLC | 408 County Road R | Panhandle | TX | 79068 | Carson | 35.2383 | -101.3108 | TRE | ERCO | Electric Reliability Council of Texas, Inc. |  | 22 | NR | 2 | IPP Non-CHP | N |  | N |  | N |  | N | X |  | Sharyland Utilities LP | 17008 | TX | 345 |  |  | N | [5 empty] | N | X
58555 | The University of Utah | 58597 | HTW Plant 303 COGEN | 1705 E. South Campus Drive | Salt Lake City | UT | 84112 | Salt Lake | 40.7631 | -111.8417 | WECC | PACE | PacifiCorp - East | Municipality | 611 | NR | 5 | Commercial CHP | N |  | N |  | N |  | N | X |  | PacifiCorp | 14354 | UT | 46 | 138 |  | N | QUESTAR GAS COMPANY |  |  |  |  | N
59155 | First Wind O&M, LLC | 58598 | Beryl Solar Plant | 400 East 3600 Street | Beryl | UT | 84714 | Iron | 37.6392 | -113.6458 | WECC | PACE | PacifiCorp - East |  | 22 | NR | 2 | IPP Non-CHP | N |  | Y | 14-796-000 | N |  | N | X |  | PacifiCorp | 14354 | UT | 12.5 |  |  | N
59155 | First Wind O&M, LLC | 58599 | Cedar Valley Solar Plant | 7100 North 2300 West | Cedar City | UT | 84721 | Iron | 37.8078 | -113.09 | WECC | PACE | PacifiCorp - East |  | 22 | NR | 2 | IPP Non-CHP | N |  | Y | 14-795-000 | N |  |  | X |  | PacifiCorp | 14354 | UT | 12.5 |  |  | N
59155 | First Wind O&M, LLC | 58600 | Buckhorn Solar Plant | 1800 East North Hills Bench Ro | Paragonah | UT | 84760 | Iron | 38.0233 | -112.7317 | WECC | PACE | PacifiCorp - East |  | 22 | NR | 2 | IPP Non-CHP | N |  | Y | 14-790-000 | N |  | N | X |  | PacifiCorp | 14354 | UT | 34.5 |  |  | N
59155 | First Wind O&M, LLC | 58601 | Milford Flat Solar Plant | 6315 South HWY 129 | Milford | UT | 84751 | Beaver | 38.2914 | -113.0083 | WECC | PACE | PacifiCorp - East |  | 22 | NR | 2 | IPP Non-CHP | N |  | Y | 14-797-000 | N |  | N | X |  | PacifiCorp | 14354 | UT | 12.5 |  |  | N
59155 | First Wind O&M, LLC | 58602 | Laho Solar Plant | 1055 West 6100 South | Milford | UT | 84751 | Beaver | 38.2914 | -113.0356 | WECC | PACE | PacifiCorp - East |  | 22 | NR | 2 | IPP Non-CHP | N |  | Y | 14-798-000 | N |  | N | X |  | PacifiCorp | 14354 | UT | 12.5 |  |  | N
59155 | First Wind O&M, LLC | 58603 | Greenville Solar Plant | 1050 West Main Street | Milford | UT | 84731 | Beaver | 38.2561 | -112.7358 | WECC | PACE | PacifiCorp - East |  | 22 | NR | 2 | IPP Non-CHP | N |  | N |  | N |  | N | X |  | PacifiCorp | 14354 | UT | 12.5 |  |  | N
59155 | First Wind O&M, LLC | 58604 | Granite Peak Solar Plant | 900 East 300 North | Milford | UT | 84751 | Beaver | 38.4028 | -112.9889 | WECC | PACE | PacifiCorp - East |  | 22 | NR | 2 | IPP Non-CHP | N |  | Y | 14-799-000 | N |  | N | X |  | PacifiCorp | 14354 | UT | 12.5 |  |  | N
61060 | Cypress Creek Renewables | 58605 | Blueberry One | North of 3244 Old Grantham Roa | Grantham | NC | 27530 | Wayne | 35.3139 | -78.1542 | SERC | DUK | Duke Energy Carolinas |  | 22 | NR | 2 | IPP Non-CHP | N |  | Y | 14-7-000 | N |  |  | X |  | Duke Energy Carolinas, LLC | 5416 | NC | 23 |  |  | N
58564 | Paramount Group Inc | 58607 | One Market Plaza | One Market Plaza | San Francisco | CA | 94109 | San Francisco | 37.7933 | -122.3942 | WECC | CISO | California Independent System Operator |  | 53 | NR | 5 | Commercial CHP | N |  | N |  | N |  | N | X |  | Pacific Gas & Electric Co | 14328 | CA | 0.46 |  |  | N |  | PACIFIC GAS |  |  |  | N | X
58565 | Saddleback Ridge Wind, LLC | 58608 | Saddleback Ridge Wind Farm | 9 Highland Drive | Carthage | ME | 4224 | Franklin | 44.5933 | -70.3811 | NPCC | ISNE | ISO New England Inc. |  | 22 | NR | 2 | IPP Non-CHP | N |  | Y | 14-683-000 | Y | 14-683-000, EG15-130-000 | N | X |  | Central Maine Power Co | 3266 | ME | 34.5 |  |  | N | [5 empty] | N | N
58661 | Sustainable Power Group, LLC | 58609 | Industry Solar Power Generation Station 1 LLC | 9609 Industry Way | Adelanto | CA | 92301 | San Bernardino | 34.5531 | -117.4569 | WECC | CISO | California Independent System Operator |  | 22 | NR | 2 | IPP Non-CHP | N |  | N |  | N |  | N | X |  | Southern California Edison Co | 17609 | CA | 12 |  |  | N | [5 empty] | X | X
58661 | Sustainable Power Group, LLC | 58610 | Navajo Solar Power Generation Station 1 LLC | 16451 Navajo Road | Apple Valley | CA | 92307 | San Bernardino | 34.5511 | -117.1911 | WECC | CISO | California Independent System Operator |  | 22 | NR | 2 | IPP Non-CHP | N |  | N |  | N |  | N | X |  | Southern California Edison Co | 17609 | CA | 12 |  |  | N | [5 empty] | X | X
58661 | Sustainable Power Group, LLC | 58611 | Powhatan Solar Power Generation Station 1 LLC | 23755 Powhatan Road | Apple Valley | CA | 92307 | San Bernardino | 34.4969 | -117.145 | WECC | CISO | California Independent System Operator |  | 22 | NR | 2 | IPP Non-CHP | N |  | N |  | N |  | N | X |  | Southern California Edison Co | 17609 | CA | 12 |  |  | N | [5 empty] | X | X
58661 | Sustainable Power Group, LLC | 58612 | Otoe Solar Power Generation Station 1 LL | 16115 Navajo Road | Apple Valley | CA | 92307 | San Bernardino | 34.545 | -117.1919 | WECC | CISO | California Independent System Operator |  | 22 | NR | 2 | IPP Non-CHP | N |  | N |  | N |  | N | X |  | Southern California Edison Co | 17609 | CA | 12 |  |  | N | [5 empty] | X | X
58566 | Abengoa Bioenergy Biomass of Kansas | 58613 | Synata Hugoton | 1043 Road P | Hugoton | KS | 67951 | Stevens | 37.1808 | -101.3867 | SPP | SWPP | Southwest Power Pool | Ogallala Aquifer | 325193 | NR | 7 | Industrial CHP | N |  | Y | QF-13-52-000 | N |  | N | X |  | Pioneer Electric Coop, Inc - (KS) | 15073 | KS | 69 |  |  | N |  | BLACK HILLS ENERGY |  |  |  | N | N
56215 | E ON Climate Renewables N America LLC | 58614 | Patriot Wind Farm | TBD Road | TBD | TX | 78380 | Nueces | 27.5928 | -97.6481 | TRE | ERCO | Electric Reliability Council of Texas, Inc. |  | 22 | NR | 2 | IPP Non-CHP | N |  | N |  | N |  |  | X |  | AEP Texas Central Company | 3278 | OK | 345
58567 | Blue Renewable Energy IMS, LLC | 58615 | Indianapolis Motor Speedway Solar PV | 3702 W 21st Street | Indianapolis | IN | 46222 | Marion | 39.79 | -86.2336 | RFC | MISO | Midcontinent Independent Transmission System Operator, Inc.. |  | 22 | NR | 2 | IPP Non-CHP | N |  | N |  | N |  | N | X |  | Indianapolis Power & Light Co | 9273 | IN | 13.8 |  |  | N
58568 | Westlands Solar Farms, LLC | 58616 | Westlands Solar PV Farm | 18393 W Jayne Ave | Huron | CA | 93234 | Fresno | 36.1381 | -120.0758 | WECC | CISO | California Independent System Operator |  | 22 | NR | 2 | IPP Non-CHP | N |  | N |  | N |  | N | X |  | Pacific Gas & Electric Co | 14328 | CA | 70 |  |  | N
58569 | City of Rochester | 58617 | Water Reclamation Plant | 301 37th St NW | Rochester | MN | 55901 | Olmsted | 44.0647 | -92.4692 | MRO | MISO | Midcontinent Independent Transmission System Operator, Inc.. |  | 22132 | NR | 5 | Commercial CHP | N |  | N |  | N |  | N | X |  | Rochester Public Utilities | 16181 | MN | 13.8 |  |  | N | MINNESOTA ENERGY RESOURCES |  |  |  |  | N | X
58570 | CF Gainesville Owner One LLC | 58618 | Butler Plaza | SW Archer Road | Gainesville | FL | 32609 | Alachua | 29.6231 | -82.38 | FRCC | GVL | Gainesville Regional Utilities |  | 22 | NR | 2 | IPP Non-CHP | N |  | Y | QF11-35-000 | N |  | N | X |  | Gainesville Regional Utilities | 6909 | FL | 0.48 |  |  | N
58573 | Transamerica Pyramid Properties LLC | 58619 | Transamerica Pyramid | 600 Montgomery Street | San Francisco | CA | 94111 | San Francisco | 37.7956 | -122.4028 | WECC | CISO | California Independent System Operator |  | 53 | NR | 5 | Commercial CHP | N |  | N |  | N |  | N | X |  | Pacific Gas & Electric Co | 14328 | CA | 0.48 |  |  | N | PACIFIC GAS | PACIFIC GAS |  |  |  | N | X
58574 | Canton Mountain Wind LLC | 58620 | Canton Mountain Wind | Ludden Lane | Canton | ME | 4221 | Oxford | 44.5147 | -70.3031 | NPCC | ISNE | ISO New England Inc. |  | 22 | NR | 2 | IPP Non-CHP | N |  | N |  | N |  | N | X |  | Central Maine Power Co | 3266 | ME | 34.5 |  |  | N | [5 empty] | N | N
58575 | Sol Orchard Imperial 1, LLC | 58621 | Sol Orchard El Centro PV | 485 E. Villa Avenue | El Centro | CA | 92243 | Imperial | 32.8033 | -115.5464 | WECC | IID | Imperial Irrigation District |  | 22 | NR | 2 | IPP Non-CHP | N |  | Y | 14-24-000 | N |  | N | X |  | Imperial Irrigation District | 9216 | CA | 92 |  |  | N | [5 empty] | X | X
58577 | Northern Colorado Water Conservancy District | 58622 | Carter Hydro | 7150 West Co. Rd. 8E | Berthoud | CO | 80513 | Larimer | 40.3242 | -105.2089 | WECC | WACM | Western Area Power Administration - Rocky Mountain Region | Carter Lakes Res | 22131 | NR | 4 | Commercial Non-CHP | N |  | N |  | N |  | N | X |  | Poudre Valley R E A, Inc | 15257 | CO | 12.6 |  |  | N
58576 | Holstein Holdings, LLC | 58623 | Holstein Plant | 24041 Skyway Church Road | Maxton | NC | 28364 | Scotland | 34.7742 | -79.3408 | SERC | CPLE | Progress Energy Carolinas - EAST |  | 22 | NR | 2 | IPP Non-CHP | N |  | Y | 13-450-000 | N |  |  | X |  | Duke Energy Progress - (NC) | 3046 | NC | 23.4 |  |  | N
58578 | PPS Berkshire Solar LLC | 58624 | Berkshire 1 | 245 N Undermountain Rd | Sheffield | MA | 1257 | Berkshire | 42.1144 | -73.4053 | NPCC | ISNE | ISO New England Inc. |  | 22 | NR | 2 | IPP Non-CHP | N |  | N |  | N |  | N | X |  | Massachusetts Electric Co | 11804 | MA | 13.2 |  |  | N | [5 empty] | X | X
58549 | County of Alameda GSA | 58625 | Santa Rita Jail | 5325 Broder Blvd | Dublin | CA | 94568 | Alameda | 37.7192 | -121.8869 | WECC | CISO | California Independent System Operator | Municipality | 22 | NR | 2 | IPP Non-CHP | N |  | N |  | N |  | N | X |  | Pacific Gas & Electric Co | 14328 | CA | 21 |  |  | Y |  | PACIFIC GAS |  |  |  | N | X
58661 | Sustainable Power Group, LLC | 58626 | Western Antelope Blue Sky Ranch A | 110th street and W Ave J | Lancaster | CA | 93536 | Los Angeles | 34.6817 | -118.3247 | WECC | CISO | California Independent System Operator |  | 22 | NR | 2 | IPP Non-CHP | N |  | N |  | N |  | N | X |  | Southern California Edison Co | 17609 | CA | 66 |  |  | N | [5 empty] | N | X
58661 | Sustainable Power Group, LLC | 58627 | Western Antelope Dry Ranch | 10470 W Ave J | Lancaster | CA | 93536 | Los Angeles | 34.6889 | -118.3203 | WECC | CISO | California Independent System Operator |  | 22 | NR | 2 | IPP Non-CHP | N |  | N |  | N |  | N | X |  | Southern California Edison Co | 17609 | CA | 66 |  |  | N | [5 empty] | N | X
58580 | Simon Solar Farm LLC | 58628 | Simon Solar Farm LLC | 916 Social Circle Fairplay Roa | Social Circle | GA | 30025 | Walton | 33.6781 | -83.6758 | SERC | SOCO | Southern Company Services, Inc. - Trans |  | 22 | NR | 2 | IPP Non-CHP | N |  | Y | QF13-353-000 | N |  |  | X |  | Georgia Transmission Corp | 7197 | GA | 115 |  |  | N
58581 | Lightning Dock Geothermal HI-01, LLC | 58629 | Lightning Dock Geothermal HI-01, LLC | 18 Greenhouse Drive | Animas | NM | 88020 | Hidalgo | 32.1447 | -108.8383 | WECC | PNM | Public Service Company of New Mexico |  | 22 | NR | 2 | IPP Non-CHP | N |  | Y | 08-363-000 | N |  |  | X |  | Columbus Electric Coop, Inc | 4071 | NM | 24.9 |  |  | N
57365 | Consolidated Edison Solutions Inc | 58630 | RP Wind | 6964 State Route 235 | Russells Point | OH | 43348 | Logan | 40.4494 | -83.8933 | RFC | PJM | PJM Interconnection, LLC |  | 22 | NR | 2 | IPP Non-CHP | N |  | Y | QF13-275 | N |  |  | X |  | Logan County Coop Power & Light | 11203 | OH | 69 |  |  | N
60947 | Tesla Inc. | 58631 | Queen Anne's County | 312 Safety Drive | Centreville | MD | 21617 | Queen Annes | 39.0317 | -76.0164 | RFC | PJM | PJM Interconnection, LLC |  | 22 | NR | 2 | IPP Non-CHP | N |  | N |  | N |  |  | X |  | Delmarva Power | 5027 | MD | 0.48 |  |  | N
60947 | Tesla Inc. | 58632 | Actus Lend Lease DMAFB | 3435 S Mustang | Tucson | AZ | 85707 | Pima | 32.1825 | -110.8633 | WECC | TEPC | Tucson Electric Power Company |  | 22 | NR | 2 | IPP Non-CHP | N |  | N |  | N |  |  | X |  | Tucson Electric Power Co | 24211 | AZ | 0.48 |  |  | N
60947 | Tesla Inc. | 58633 | Monterey Regional Water Pollution Contro | Charlie Benson Lane | Marina | CA | 93933 | Monterey | 36.7211 | -121.7878 | WECC | CISO | California Independent System Operator |  | 22 | NR | 2 | IPP Non-CHP | N |  | N |  | N |  |  | X |  | Pacific Gas & Electric Co | 14328 | CA | 0.48 |  |  | N
60947 | Tesla Inc. | 58634 | Lancaster Baptist Church | 4020 E Lancaster Blvd | Lancaster | CA | 93535 | Los Angeles | 34.6958 | -118.0589 | WECC | CISO | California Independent System Operator |  | 22 | NR | 2 | IPP Non-CHP | N |  | N |  | N |  |  | X |  | Southern California Edison Co | 17609 | CA | 0.48 |  |  | N
58583 | Museum of Science and Industry | 58635 | Museum of Science and Industry | 5700 South Lake Shore Drive | Chicago | IL | 60637 | Cook | 41.7906 | -87.5828 | RFC | PJM | PJM Interconnection, LLC |  | 712 | NR | 5 | Commercial CHP | N |  | N |  | N |  |  | X |  | Commonwealth Edison Co | 4110 | IL | 12 |  |  | N | PEOPLES GAS LIGHT AND COKE COMPANY |  |  |  |  | N
60947 | Tesla Inc. | 58636 | Sacramento Fairbain Water Treatment Plan | 7501 College Town Dr | Sacramento | CA | 95826 | Sacramento | 38.6436 | -121.4164 | WECC | BANC | Balancing Authority of Northern California |  | 22 | NR | 2 | IPP Non-CHP | N |  | N |  | N |  |  | X |  | Sacramento Municipal Util Dist | 16534 | CA | 0.48 |  |  | N
58589 | Orbit Energy Charlotte | 58638 | Orbit Energy Charlotte | 600 Johnson Rd | Charlotte | NC | 28206 | Mecklenburg | 35.2625 | -80.8117 | SERC | DUK | Duke Energy Carolinas |  | 22 | NR | 2 | IPP Non-CHP | N |  | N |  | N |  | N | X |  | Duke Energy Carolinas, LLC | 5416 | NC | 2.5 |  |  | N | [5 empty] | X | X
10071 | Kauai Island Utility Cooperative | 58639 | KRS I Anahola Solar | Kuhio Hwy | Anahola | HI | 96703 | Kauai | 22.1317 | -159.3031 |  |  |  |  | 22 | RE | 1 | Electric Utility | N |  | N |  | N |  | N | X |  | Kauai Island Utility Cooperative | 10071 | HI | 57 |  |  | Y
10071 | Kauai Island Utility Cooperative | 58640 | KRS II Koloa Solar | Mahaulepu Rd | Koloa | HI | 96756 | Kauai | 21.9008 | -159.45 |  |  |  |  | 22 | RE | 1 | Electric Utility | N |  | N |  | N |  | N | X |  | Kauai Island Utility Cooperative | 10071 | HI | 57 |  |  | Y | [5 empty] | X | X
58593 | Sequoia PV 1 LLC | 58642 | Tulare 1 and 2 | 6900 West Avenue | Tulare | CA | 93274 | Tulare | 36.2 | -119.42 | WECC | CISO | California Independent System Operator |  | 22 | NR | 2 | IPP Non-CHP | N |  | N |  | N |  |  | X |  | Southern California Edison Co | 17609 | CA | 12 |  |  | N
58594 | Rockford Solar Partners | 58643 | Rockford Solar Farm | 7201 Beltline Drive | Rockford | IL | 61109 | Winnebago | 42.1753 | -89.0883 | RFC | PJM | PJM Interconnection, LLC |  | 22 | NR | 2 | IPP Non-CHP | N |  | N |  | N |  | N | X |  | Commonwealth Edison Co | 4110 | IL | 12.47 |  |  | N | [5 empty] | X | X
59363 | Silver State Solar Power South, LLC | 58644 | Silver State Solar Power South | E Primm Blvd | Primm Valley | NV | 89019 | Clark | 35.63 | -115.32 | WECC | CISO | California Independent System Operator |  | 22 | NR | 2 | IPP Non-CHP | N |  | N |  | N |  |  | X |  | Southern California Edison Co | 17609 | CA | 220 |  |  | N
39347 | East Texas Electric Coop, Inc | 58645 | RC Thomas Hydroelectric Project | NA | Livingston | TX | 77351 | Polk | 30.6322 | -95.01 | SERC | MISO | Midcontinent Independent Transmission System Operator, Inc.. | Lake Livingston | 22 | RE | 1 | Electric Utility | N |  | N |  | N |  | N | X |  | Entergy Texas Inc. | 55937 | TX | 138 |  |  | N | [5 empty] | N | X
17650 | Southern Power Co | 58646 | Stateline Solar | 100420 Saragossa Dr | Nipton | CA | 92364 | San Bernardino | 35.6 | -115.4 | WECC | CISO | California Independent System Operator |  | 22 | NR | 2 | IPP Non-CHP | N |  | N |  | Y | EG15-131-000 | N | X |  | Southern California Edison Co | 17609 | CA | 230 |  |  | N | [5 empty] | X | X
57365 | Consolidated Edison Solutions Inc | 58647 | Port Richmond WWT Solar | 1795 Richmond Terrace | Staten Island | NY | 10310 | Richmond | 40.6381 | -74.1261 | NPCC | NYIS | New York Independent System Operator |  | 22 | NR | 2 | IPP Non-CHP | N |  | N |  | N |  |  | X |  | Consolidated Edison Co-NY Inc | 4226 | NY | 4 |  |  | N
58595 | INEOS New Planet BioEnergy | 58648 | Indian River BioEnergy Center | 925 74th Avenue SW | Vero Beach | FL | 32968 | Indian River | 27.5853 | -80.4819 | FRCC | FPC | Progress Energy Florida | Municipality | 325193 | NR | 6 | Industrial Non-CHP | N |  | Y | QF12-253-000 | N |  | N | X |  | Florida Power & Light Co | 6452 | FL | 23 |  |  |  | CHESAPEAKE UTILITIES CORPORATION
58477 | O2energies, Inc. | 58649 | Montgomery Solar LLC | 955 US HWY 220 ALT S | Biscoe | NC | 27209 | Montgomery | 35.3444 | -79.7683 | SERC | DUK | Duke Energy Carolinas |  | 22 | NR | 2 | IPP Non-CHP | N |  | Y | QF13,148,000 | N |  | N | X |  | Duke Energy Carolinas, LLC | 5416 | NC | 22.3 |  |  | N
58598 | Mass Solar, LLC | 58650 | North Brookfield | 28 Mad Brook Road | North Brookfield | MA | 2717 | Worcester | 42.2781 | -72.0531 | NPCC | ISNE | ISO New England Inc. |  | 22 | NR | 2 | IPP Non-CHP | N |  | N |  | N |  |  | X |  | NSTAR Electric Company | 54913 | MA | 13.2 |  |  | N
58596 | Hanwha Q CELLS USA | 58651 | Kalaeloa Renewable Energy Park | Roosevelt Ave & Essex Road | Ewa Beach | HI | 96706 | Honolulu | 21.3281 | -158.04 |  |  |  |  | 22 | NR | 2 | IPP Non-CHP | N |  | N |  | N |  | N | X |  | Hawaiian Electric Co Inc | 19547 | HI | 12.47 |  |  | N
58597 | Enivromission, Inc | 58652 | La Paz Solar Tower | West of State Route 95 | Parker | AZ | 85371 | La Paz | 33.9172 | -114.2675 | WECC | WALC | Western Area Power Administration - Desert Southwest Region |  | 22 | NR | 2 | IPP Non-CHP | N |  | N |  | N |  | N | X |  | WAPA-- Western Area Power Administration | 27000 | AZ | 230 | 161
58590 | SEDC Jersey Gardens Owner LLC | 58653 | Jersey Gardens Phase 1 | 651 Kapkowski Road | Elizabeth | NJ | 7201 | Union | 40.6608 | -74.1733 | RFC | PJM | PJM Interconnection, LLC |  | 22 | NR | 2 | IPP Non-CHP | N |  | Y | QF12-00188-000 | N |  |  | X |  | Public Service Elec & Gas Co | 15477 | NJ | 0.48 |  |  | N
58591 | CF Jersey Gardens Owner Two LLC | 58654 | Jersey Gardens Phase 2 | 651 Kapkowski Road | Elizabeth | NJ | 7201 | Union | 40.6608 | -74.1733 | RFC | PJM | PJM Interconnection, LLC |  | 22 | NR | 2 | IPP Non-CHP | N |  | Y | QF12-00236-000 | N |  |  | X |  | Public Service Elec & Gas Co | 15477 | NJ | 0.48 |  |  | N
58600 | Waihonu North LLC | 58655 | Waihonu North Solar | 95-030 Waihonu Street | Mililani | HI | 96761 | Honolulu | 21.4706 | -158.0133 | HICC |  |  |  | 22 | NR | 2 | IPP Non-CHP | N |  | Y | QF15-554-000 | N |  | N | X |  | Hawaiian Electric Co Inc | 19547 | HI | 46 |  |  | N | [5 empty] | X | X
58601 | Waihonu South LLC | 58656 | Waihonu South Solar | 95-030 Waihonu Street | Mililani | HI | 96761 | Honolulu | 21.4689 | -158.0164 |  |  |  |  | 22 | NR | 2 | IPP Non-CHP | N |  | Y | WF15-555-000 | N |  | N | X |  | Hawaiian Electric Co Inc | 19547 | HI | 46 |  |  | N | [5 empty] | X | X
59050 | Algonquin Power Co | 58657 | Odell Wind Farm |  | Windom | MN | 56101 | Cottonwood | 43.8533 | -94.9319 | MRO | MISO | Midcontinent Independent Transmission System Operator, Inc.. |  | 22 | NR | 2 | IPP Non-CHP | N |  | N |  | N |  |  | X |  | Northern States Power Co | 13780 | MN | 345 |  |  | N
13781 | Northern States Power Co - Minnesota | 58658 | Courtenay Wind Farm |  | Courtenay | ND | 58426 | Stutsman | 47.1797 | -98.5947 | MRO | MISO | Midcontinent Independent Transmission System Operator, Inc.. |  | 22 | RE | 1 | Electric Utility | N |  | N |  | N |  |  | X |  | Otter Tail Power Co | 14232 | ND | 345 |  |  | N | [5 empty] | X | X
60281 | Altus Power America Management, LLC | 58659 | Aloha Solar Energy Fund 1 PK1 | 87-670 Hakimo Road | Waianae | HI | 96792 | Honolulu | 21.4069 | -158.1514 |  |  |  |  | 22 | NR | 2 | IPP Non-CHP | N |  | Y | QF17-760-000 | N |  | N | X |  | Hawaiian Electric Co Inc | 19547 | HI | 46 |  |  | N | [5 empty] | N | N
58602 | Utah Red Hills Renewable Energy Park LLC | 58660 | Utah Red Hills Renewable Energy Park | 2200 North | Parowan | UT | 84761 | Iron | 37.8828 | -112.9042 | WECC | PACE | PacifiCorp - East |  | 22 | NR | 2 | IPP Non-CHP | N |  | N |  | N |  | N | X |  | PacifiCorp | 14354 | UT | 138 |  |  | N
58604 | US Air Force | 58661 | Cape Cod Air Force Station - 6 SWS | 1 Flat Rock Hill Rd | Sagamore | MA | 2561 | Barnstable | 41.7525 | -70.5389 | NPCC | ISNE | ISO New England Inc. |  | 928 | NR | 4 | Commercial Non-CHP | N |  | N |  | N |  | N | X |  | NSTAR Electric Company | 54913 | MA | 23 |  |  | N
58606 | Mauka Fit One LLC | 58662 | Mauka FIT One | 56-1060 Kamehameha Highway | Kahuku | HI | 96731 | Honolulu | 21.6797 | -157.9844 |  |  |  |  | 22 | NR | 2 | IPP Non-CHP | N |  | N |  | N |  | N | X |  | Hawaiian Electric Co Inc | 19547 | HI | 12.47
58605 | Holsum Elm Dairy | 58663 | Holsum Elm Dairy | N6206 Elm Rd | Hilbert | WI | 54129 | Calumet | 44.115 | -88.2172 | RFC | MISO | Midcontinent Independent Transmission System Operator, Inc.. |  | 112 | NR | 7 | Industrial CHP | N |  | N |  | N |  | N | X |  | Wisconsin Public Service Corp | 20860 | WI | 14.4 |  |  | N | [5 empty] | X | X
58607 | Frito Lay Incorporated Dayville | 58664 | Frito Lay Incorporated | 1886 Upper Maple St | Dayville | CT | 6241 | Windham | 41.8628 | -71.8917 | NPCC | ISNE | ISO New England Inc. |  | 311 | NR | 6 | Industrial Non-CHP | N |  | N |  | N |  | N | X |  | Connecticut Light & Power Co | 4176 | CT | 23 |  |  | N | YANKEE GAS SVC CO |  |  |  |  | N
58610 | Celina Solar Project #1, LLC | 58665 | Celina Solar Project #1, LLC | 601 Meyer Road | Celina | OH | 45822 | Mercer | 40.5406 | -84.5906 | RFC | PJM | PJM Interconnection, LLC |  | 22 | NR | 2 | IPP Non-CHP | N |  | Y | 13-82-000 | N |  |  | X |  | City of Celina - (OH) | 3216 | OH | 69 |  |  | N | [5 empty] | X | X
56990 | NJR Clean Energy Ventures Corporation | 58666 | Alexander Wind Farm LLC | 1474 County Road 120 | Alexander | KS | 67513 | Rush | 38.4247 | -99.5075 | SPP | SWPP | Southwest Power Pool |  | 22 | NR | 2 | IPP Non-CHP | N |  | N |  | N |  |  | X |  | Midwest Energy Inc | 12524 | KS | 69 |  |  | N | [5 empty] | N | X
58661 | Sustainable Power Group, LLC | 58667 | Biscoe Solar LLC | 179 Batten Road | Biscoe | NC | 27209 | Montgomery | 35.3839 | -79.7703 | SERC | DUK | Duke Energy Carolinas |  | 22 | NR | 2 | IPP Non-CHP | N |  | Y | QF,12,535,000 | N |  | N | X |  | Duke Energy Carolinas, LLC | 5416 | NC | 22.3 |  |  | N | [5 empty] | N | X
58477 | O2energies, Inc. | 58668 | Rockwell Solar LLC | 3315 Earnhardt Road | Rockwell | NC | 28138 | Rowan | 35.5417 | -80.4747 | SERC | DUK | Duke Energy Carolinas |  | 22 | NR | 2 | IPP Non-CHP | N |  | Y | QF,12,536,000 | N |  |  | X |  | Duke Energy Carolinas, LLC | 5416 | NC | 22.3 |  |  | N
58661 | Sustainable Power Group, LLC | 58669 | Selma Solar LLC | 306 Watson Road | Selma | NC | 27576 | Johnston | 35.5764 | -78.1833 | SERC | DUK | Duke Energy Carolinas |  | 22 | NR | 2 | IPP Non-CHP | N |  | Y | QF,12,537,000 | N |  | N | X |  | Duke Energy Carolinas, LLC | 5416 | NC | 22.3 |  |  | N | [5 empty] | N | X
58661 | Sustainable Power Group, LLC | 58670 | Turkey Branch Solar LLC | NC 41 & Turkey Branch Road | Fairmont | NC | 28340 | Robeson | 34.5244 | -79.1044 | SERC | DUK | Duke Energy Carolinas |  | 22 | NR | 2 | IPP Non-CHP | N |  | Y | QF 12-537-000 | N |  | N | X |  | Duke Energy Carolinas, LLC | 5416 | NC | 22.3 |  |  | N | [5 empty] | N | X
58477 | O2energies, Inc. | 58673 | Gates Solar LLC | 68 Howell Lane | Eure | NC | 27935 | Gates | 36.4508 | -76.8036 | SERC | PJM | PJM Interconnection, LLC |  | 22 | NR | 2 | IPP Non-CHP | N |  | Y | QF,13,664,000 | N |  |  | X |  | Virginia Electric & Power Co | 19876 | NC | 22.3 |  |  | N
58477 | O2energies, Inc. | 58674 | Cirrus Solar LLC | 4976 NC 39 Hwy | Bunn | NC | 27508 | Franklin | 35.9694 | -78.265 | SERC | DUK | Duke Energy Carolinas |  | 22 | NR | 2 | IPP Non-CHP | N |  | Y | QF,13,664,000 | N |  |  | X |  | Duke Energy Carolinas, LLC | 5416 | NC | 22.3 |  |  | N
58477 | O2energies, Inc. | 58675 | Chocowinity Solar LLC | Bragaw Lane | Chocowinity | NC | 27817 | Beaufort | 35.515 | -77.09 | SERC | DUK | Duke Energy Carolinas |  | 22 | NR | 2 | IPP Non-CHP | N |  | Y | QF,14,66,000 | N |  |  | X |  | Duke Energy Carolinas, LLC | 5416 | NC | 22.3 |  |  | N
58611 | Forest City Sustainable Resources Pearl City LLC | 58676 | Pearl City Peninsula Solar Park | Victor Wharf Access Road | Honolulu | HI | 96782 | Honolulu | 21.3756 | -157.9681 | HICC | HECO | Hawaiian Electric Co Inc |  | 22 | NR | 2 | IPP Non-CHP | N |  | N |  | N |  |  | X |  | Hawaiian Electric Co Inc | 19547 | HI | 11.5 |  |  | N
49893 | Invenergy Services LLC | 58677 | Gratiot County Wind LLC | 126 Enterprise Drive | Breckenridge | MI | 48615 | Gratiot | 43.4081 | -84.4622 | RFC | MISO | Midcontinent Independent Transmission System Operator, Inc.. |  | 22 | NR | 2 | IPP Non-CHP | N |  | N |  | N |  | N | X |  | Michigan Electric Transmission Company | 56163 | MI | 138 |  |  | N
5914 | Erie Boulevard Hydropower LP | 58678 | Oswegatchie | 109 Guiles Road | Edwards | NY | 13635 | St Lawrence | 44.27 | -75.1992 | NPCC | NYIS | New York Independent System Operator | Oswegatchie River | 22 | NR | 2 | IPP Non-CHP | N |  | N |  | N |  | N | X |  | Niagara Mohawk Power Corp. | 13573 | NY | 34.5 |  |  | N | [5 empty] | N | N
5914 | Erie Boulevard Hydropower LP | 58679 | Upper Newton Falls | 873 County Route 60 | Newton Falls | NY | 13666 | St Lawrence | 44.2144 | -74.9914 | NPCC | NYIS | New York Independent System Operator | Oswegatchie River | 22 | NR | 2 | IPP Non-CHP | N |  | N |  | N |  | N | X |  | Niagara Mohawk Power Corp. | 13573 | NY | 34.5 |  |  | N | [5 empty] | N | N
58598 | Mass Solar, LLC | 58680 | Braley Road 2 | Braley Road | Freetown | MA | 2717 | Bristol | 41.7517 | -70.9669 | NPCC | ISNE | ISO New England Inc. |  | 22 | NR | 2 | IPP Non-CHP | N |  | N |  | N |  |  | X |  | NSTAR Electric Company | 54913 | MA | 13.2 |  |  | N
60453 | Novatus Energy | 58681 | Route 66 Wind Plant | Farm To Market Road 2161 | Panhandle | TX | 79068 | Carson | 35.2053 | -101.4342 | TRE | ERCO | Electric Reliability Council of Texas, Inc. |  | 22 | NR | 2 | IPP Non-CHP | N |  | N |  | Y | 15-97 | N | X |  | Sharyland Utilities LP | 17008 | TX | 345 |  |  | N | [5 empty] | N | X
58598 | Mass Solar, LLC | 58682 | Dartmouth | Energy Road | Dartmouth | MA | 2717 | Bristol | 41.6761 | -70.9969 | NPCC | ISNE | ISO New England Inc. |  | 22 | NR | 2 | IPP Non-CHP | N |  | N |  | N |  |  | X |  | NSTAR Electric Company | 54913 | MA | 13.2 |  |  | N
59380 | Enel Green Power NA, Inc. | 58683 | Osage Wind, LLC | Under Construction, N/A | Burbank | OK | 74633 | Osage | 36.7069 | -96.7003 | SPP | AECI | Associated Electric Cooperative, Inc. |  | 22 | NR | 2 | IPP Non-CHP | N |  | N |  | Y | EG11-123-000 | N | X |  | Arrowhead Electric Coop, Inc | 887 | MN | 138 |  |  | N
58611 | Forest City Sustainable Resources Pearl City LLC | 58684 | Kapolei Solar Energy Park | 91-290 Malakole Street | Kapolei | HI | 96707 | Honolulu | 21.3211 | -158.1175 |  | HECO | Hawaiian Electric Co Inc |  | 22 | NR | 2 | IPP Non-CHP | N |  | N |  | N |  |  | X |  | Department of the Navy |  |  | 12.47 |  |  | N
58617 | Mahoning Creek Hydroelectric Company LLC | 58685 | Mahoning Creek Hydroelectric Project | 130 Government Road | New Bethlehem | PA | 16259 | Armstrong | 40.9211 | -79.2817 | RFC | PJM | PJM Interconnection, LLC | Mahoning Creek | 22 | NR | 2 | IPP Non-CHP | N |  | Y | QF14-353-000 | N |  | N | X |  | West Penn Power Company | 20387 | PA | 25 |  |  | N
60453 | Novatus Energy | 58686 | Hancock Wind Plant | 73000 Road in T22MD | T22 MD | ME | 4408 | Hancock | 44.7608 | -68.1469 | NPCC | ISNE | ISO New England Inc. |  | 22 | NR | 2 | IPP Non-CHP | N |  | N |  | Y | 16-122 | N | X |  | Emera Maine | 1179 | ME | 115 |  |  | N | [5 empty] | N | X
58618 | Finley BioEnergy LLC | 58687 | Finley Buttes Landfill Gas | 74265 Bombing Range Road | Boardman | OR | 97818 | Morrow | 45.69 | -119.61 | WECC | BPAT | Bonneville Power Administration |  | 22 | NR | 2 | IPP Non-CHP | N |  | Y | 07-212 | N |  |  | X |  | Umatilla Electric Coop Assn | 19325 | OR | 12.47 |  |  | N
59370 | ENERGYneering Solutions, Inc | 58688 | LRI LFGTE Facility | 30919 Meridian Street East | Graham | WA | 98338 | Pierce | 46.9756 | -122.2906 | WECC | PSEI | Puget Sound Energy |  | 22 | NR | 2 | IPP Non-CHP | N |  | Y | QF13-680-000f | Y | 13-680-000 | N | X |  | Puget Sound Energy Inc | 15500 | WA | 12.47 |  |  | N | [5 empty] | X | X
58621 | SSA Solar of NM, LLC | 58689 | Blue Sky One | 84 Gravel Pit Road | Taos | NM | 87571 | Taos | 36.9078 | -105.9853 | WECC | PNM | Public Service Company of New Mexico |  | 22 | NR | 2 | IPP Non-CHP | N |  | Y | 13-71-000 | N |  |  | X |  | Kit Carson Electric Coop, Inc | 10378 | NM | 14.4 |  |  | N
60456 | Apple Blossom Wind, LLC | 58690 | Apple Blossom Wind Farm | 8390 Weale Rd | Pigeon | MI | 48755 | Huron | 43.815 | -83.315 | RFC | MISO | Midcontinent Independent Transmission System Operator, Inc.. |  | 22 | NR | 2 | IPP Non-CHP | N |  | N |  | N |  | N | X |  | ITC Transmission | 56068 | MI | 120 |  |  | N | [5 empty] | X | X
60458 | South Fork Wind LLC | 58691 | South Fork Wind Farm |  | Ewington | MN | 56167 | Jackson | 43.5911 | -95.4083 | MRO | MISO | Midcontinent Independent Transmission System Operator, Inc.. | N/A | 22 | NR | 2 | IPP Non-CHP | N |  | Y | QF16-1208-000 | N |  | N | X |  | Great River Energy | 7570 |  | 69 |  |  | N | [5 empty] | X | X
58625 | Black Oak Wind, LLC | 58692 | Black Oak Wind Farm | 45692 County Rd. 192 | NA | MN | 56378 | Stearns | 45.6608 | -95.0128 | MRO | MISO | Midcontinent Independent Transmission System Operator, Inc.. |  | 22 | NR | 2 | IPP Non-CHP | N |  | N |  | Y | EG16-20-000 | N | X |  | Northern States Power Co | 13780 | MN | 69 |  |  | N | [5 empty] | X | X
59359 | BHE Renewables, LLC | 58694 | Walnut Ridge Wind Farm |  | Walnut | IL | 61376 | Bureau | 41.4967 | -89.5803 | RFC | PJM | PJM Interconnection, LLC |  | 22 | NR | 2 | IPP Non-CHP | N |  | N |  | N |  | N | X |  | Commonwealth Edison Co | 4110 | IL | 345 |  |  | N | [5 empty] | X | X
59359 | BHE Renewables, LLC | 58695 | Grande Prairie Wind Farm | NA | O'Neill | NE | 68763 | Holt | 42.6081 | -98.4283 | MRO | SWPP | Southwest Power Pool |  | 22 | NR | 2 | IPP Non-CHP | N |  | N |  | N |  | N | X |  | WAPA-- Western Area Power Administration | 27000 | NE | 345 |  |  | N | [5 empty] | X | X
58627 | Puget Sound Hydro LLC | 58696 | Nooksack Hydro | 12251 Mt Baker Highway | Glacier | WA | 98244 | Whatcom | 48.9078 | -121.8142 | WECC | PSEI | Puget Sound Energy | North Fork Nooksack | 22 | NR | 2 | IPP Non-CHP | N |  | Y | QF02-125-000 | N |  |  | X |  | Puget Sound Energy Inc | 15500 | WA | 2.3 |  |  | N
3046 | Duke Energy Progress - (NC) | 58697 | L V Sutton Combined Cycle | 801 Sutton Stream Plant Road | Wilmington | NC | 28401 | New Hanover | 34.2831 | -77.9853 | SERC | CPLE | Progress Energy Carolinas - EAST | Sutton Lake (Catfish Creek) | 22 | RE | 1 | Electric Utility | N |  | N |  | N |  | N | X |  | Duke Energy Progress - (NC) | 3046 | NC | 230 |  |  | N | PIEDMONT NATURAL GAS |  |  |  |  | N | N
58622 | Costco Wholesale | 58698 | Mira Loma | 11600 Riverside Drive | Mira Loma | CA | 91752 | Riverside | 34.0131 | -117.5375 | WECC | CISO | California Independent System Operator |  | 493 | NR | 4 | Commercial Non-CHP | N |  | N |  | N |  | N | X |  | Southern California Edison Co | 17609 | CA | 0.48 |  |  | N | SOUTHERN CALIFORNIA GAS COMPANY
58628 | ABEC Bidart-Old River LLC | 58699 | ABEC Bidart-Old River LLC | 20400 Old River Rd | Bakersfield | CA | 93311 | Kern | 35.1697 | -119.1056 | WECC | CISO | California Independent System Operator |  | 22 | NR | 2 | IPP Non-CHP | N |  | Y | QF13-414 | N |  | N | X |  | Pacific Gas & Electric Co | 14328 | CA | 12.47 |  |  | N
58629 | TIG Sun Energy I LLC | 58700 | Colleton Solar Farm | 1751 Hiers Corner Road | Walterboro | SC | 29488 | Colleton | 32.9133 | -80.6925 | SERC | SC | South Carolina Public Service Authority |  | 22 | NR | 2 | IPP Non-CHP | N |  | Y | QF-317-000 | N |  | N | X |  | Coastal Electric Coop, Inc | 3844 | SC | 12.4 |  |  | N | [5 empty] | N | N
57369 | Apple, Inc | 58701 | Apple Data Center - PV2 | 3720 Lai Ber Drive | Conover | NC | 28613 | Catawba | 35.7389 | -81.2078 | SERC | DUK | Duke Energy Carolinas |  | 518 | NR | 4 | Commercial Non-CHP | N |  | Y | 13-606-000 | N |  | N | X |  | Duke Energy Carolinas, LLC | 5416 | NC | 100 |  |  | N
58639 | Axio Green LLC | 58702 | Axio Green LLC | 155 Cumberland Road | Greenfield Township | MA | 1301 | Franklin | 42.5761 | -72.61 | NPCC | ISNE | ISO New England Inc. |  | 22 | NR | 2 | IPP Non-CHP | N |  | Y | Not available, researching records and will post when avail | N |  | N | X |  | Western Massachusetts Electric Company | 20455 | MA | 13.8 |  |  | N
58638 | Lenape Solar II, LLC | 58703 | Lenape II | 441 N Shadeland Avenue | Indianapolis | IN | 46219 | Marion | 39.7767 | -86.0428 | RFC | MISO | Midcontinent Independent Transmission System Operator, Inc.. |  | 22 | NR | 2 | IPP Non-CHP | N |  | Y | QF15-909 | N |  | N | X |  | Indianapolis Power & Light Co | 9273 | IN | 13.2 |  |  | N
58643 | Zeeland Farm Services | 58704 | Zeeland Farm Services | 2468 84th Avenue | Zeeland | MI | 49464 | Ottawa | 42.8131 | -85.9861 | RFC | MISO | Midcontinent Independent Transmission System Operator, Inc.. |  | 22 | NR | 2 | IPP Non-CHP | N |  | N |  | N |  | N | X |  | Consumers Energy Co | 4254 | MI | 46 |  |  | N
57170 | EDF Renewable Asset Holdings, Inc. | 58706 | Allendale Biomass | 307 Airport Loop | Fairfax | SC | 29810 | Allendale | 32.995 | -81.2819 | RFC | SC | South Carolina Public Service Authority | Wells | 22 | NR | 2 | IPP Non-CHP | N |  | N |  | N |  |  | X |  | Santee Electric Coop, Inc | 16606 | SC | 69 |  |  | N
57170 | EDF Renewable Asset Holdings, Inc. | 58707 | Dorchester Biomass | 609 7 Mile Road | Harleyville | SC | 29448 | Dorchester | 33.2386 | -80.4503 | RFC | SC | South Carolina Public Service Authority | Wells | 22 | NR | 2 | IPP Non-CHP | N |  | N |  | N |  |  | X |  | Santee Electric Coop, Inc | 16606 | SC | 115 |  |  | N
58649 | Solar Star Arizona II LLC | 58708 | Phoenix Airport East Economy Lot | 4433, 4445, 4455 E. Sky Harbor | Phoenix | AZ | 85034 | Maricopa | 33.45 | -111.98 | WECC | AZPS | Arizona Public Service Company |  | 92 | NR | 4 | Commercial Non-CHP | N |  | N |  | N |  |  | X |  | Arizona Public Service Co | 803 | AZ | 48 |  |  | N | [5 empty] | X | X
58649 | Solar Star Arizona II LLC | 58709 | Phoenix Airport Rental Car Center | 1702 E. Rental Car Way | Phoenix | AZ | 85034 | Maricopa | 33.45 | -111.98 | WECC | AZPS | Arizona Public Service Company |  | 92 | NR | 4 | Commercial Non-CHP | N |  | N |  | N |  |  | X |  | Arizona Public Service Co | 803 | AZ | 48 |  |  | N
59745 | First Solar Asset Management | 58710 | Barilla Solar | Hovey Road | Fort Stockton | TX | 79735 | Pecos | 30.96 | -103.35 | TRE | ERCO | Electric Reliability Council of Texas, Inc. |  | 22 | NR | 2 | IPP Non-CHP | N |  | N |  | N |  |  | X |  | AEP Texas Central Company | 3278 | TX | 138 |  |  | N | [5 empty] | X | X
17650 | Southern Power Co | 58711 | Lost Hills/Blackwell | 17544 Hwy 46 | Lost Hills | CA | 93249 | Kern | 35.62 | -119.85 | WECC | CISO | California Independent System Operator |  | 22 | NR | 2 | IPP Non-CHP | N |  | N |  | Y | EG15-2-000, EG15-3-000 | N | X |  | Pacific Gas & Electric Co | 14328 | CA | 70 |  |  | N | [5 empty] | X | X
57280 | Eagle Creek RE LLC | 58712 | Stevens Mills Hydroelectric Project | 38 East Bow St | NH | NH | 3235 | Merrimack | 43.4461 | -71.6444 | NPCC | ISNE | ISO New England Inc. | Winnipesaukee River | 22 | NR | 2 | IPP Non-CHP | N |  | Y | QF-85-190-01 | N |  | N | X |  | Public Service Co of NH | 15472 | NH | 34.5 |  |  | N | [5 empty] | N | N
17650 | Southern Power Co | 58713 | North Star Solar | 35200 West California Ave | Mendota | CA | 93640 | Fresno | 36.73 | -120.41 | WECC | CISO | California Independent System Operator |  | 22 | NR | 2 | IPP Non-CHP | N |  | N |  | Y | EG15-98-000 | N | X |  | Pacific Gas & Electric Co | 14328 | CA | 115 |  |  | N | [5 empty] | X | X
58653 | Oxbow Creek Energy LLC | 58714 | Oxbow Creek | Off of Bob Henry Road Nicholso | Factoryville | PA | 18419 | Wyoming | 41.6086 | -75.8706 | RFC | PJM | PJM Interconnection, LLC |  | 22 | NR | 2 | IPP Non-CHP | N |  | N |  | Y | EG15-88 | N | X |  | Pennsylvania Electric Co | 14711 | PA | 34.5 |  |  | N |  | None |  |  |  | N | X
58652 | Roundtop Energy LLC | 58715 | Roundtop | 960 SR 267 | Meshoppen | PA | 18630 | Susquehanna | 41.6578 | -76.0492 | RFC | PJM | PJM Interconnection, LLC |  | 22 | NR | 2 | IPP Non-CHP | N |  | N |  | Y | EG 14-108 | N | X |  | Pennsylvania Electric Co | 14711 | PA | 34.5 |  |  | N |  | TRANSCONTINENTAL GAS PIPELINE |  |  |  | N | X
58489 | OCI Solar Power | 58716 | OCI Alamo 2, LLC | 8203 Binz Engelman Road | Converse | TX | 78109 | Bexar | 29.4694 | -98.3319 | TRE | ERCO | Electric Reliability Council of Texas, Inc. |  | 22 | NR | 2 | IPP Non-CHP | N |  | N |  | N |  | N | X |  | City of San Antonio - (TX) | 16604 | TX | 34.5 |  |  | N | [5 empty] | X | X
56769 | Consolidated Edison Development Inc. | 58717 | OCI Alamo 4, LLC | Ranch to Market Road 334 | Brackettville | TX | 78837 | Kinney | 29.3289 | -100.3839 | TRE | ERCO | Electric Reliability Council of Texas, Inc. |  | 22 | NR | 2 | IPP Non-CHP | N |  | N |  | N |  |  | X |  | AEP Texas Central Company | 3278 | TX | 138 |  |  | N
58654 | Orion Solar I LLC | 58718 | Orion Solar I | 22900n S. Edison Rd. | Arvin | CA | 93203 | Kern | 35.1507 | -118.875 | WECC | CISO | California Independent System Operator |  | 22 | NR | 2 | IPP Non-CHP | N |  | Y | QF14-315-000 | N |  |  | X |  | Pacific Gas & Electric Co | 14328 | CA | 70 |  |  | N
5109 | DTE Electric Company | 58719 | Brookfield | 2254 S Caseville Road | Pigeon | MI | 48755 | Huron | 43.7578 | -83.2978 | RFC | MISO | Midcontinent Independent Transmission System Operator, Inc.. |  | 22 | RE | 1 | Electric Utility | N |  | N |  | N |  | N | X |  | ITC Transmission | 56068 | MI | 345 |  |  | N | [5 empty] | N | X
56545 | Pattern Operators LP | 58720 | Pattern Panhandle Wind 2 LLC | 1797 FM 2385 | Panhandle | TX | 79068 | Carson | 35.4428 | -101.3728 | TRE | ERCO | Electric Reliability Council of Texas, Inc. |  | 22 | NR | 2 | IPP Non-CHP | N |  | N |  | N |  | N | X |  | Cross Texas Transmission | 60065 |  | 345 |  |  | N | [5 empty] | X | X
58655 | Orion Solar II, LLC | 58721 | Orion Solar II | 22900 S. Edison Rd | Arvin | CA | 93203 | Kern | 35.1507 | -118.8753 | WECC | CISO | California Independent System Operator |  | 22 | NR | 2 | IPP Non-CHP | N |  | Y | QF14-318-000 | N |  |  | X |  | Pacific Gas & Electric Co | 14328 | CA | 70 |  |  | N
60006 | Charlotte Solar, LLC (NC) | 58722 | Charlotte Solar | 738 Providence Road | Forest City | NC | 28043 | Rutherford | 35.2619 | -81.8217 | SERC | DUK | Duke Energy Carolinas |  | 22 | NR | 2 | IPP Non-CHP | N |  | Y | QF13-303-000 | Y | QF13-303-000 | N | X |  | Duke Energy Carolinas, LLC | 5416 | NC | 22.86 |  |  | N
58658 | Sunlight Partners | 58723 | Colin Solar | 518 Rambling Road | Forest City | NC | 28043 | Rutherford | 35.2611 | -81.8614 | SERC | CPLE | Progress Energy Carolinas - EAST |  | 22 | NR | 2 | IPP Non-CHP | N |  | Y | QF13-316-000 | N |  | N | X |  | Duke Energy Carolinas, LLC | 5416 | NC | 12
58658 | Sunlight Partners | 58724 | Duck Solar | 794 Mackey Freeman Road | Forest City | NC | 28043 | Rutherford | 35.4381 | -81.865 | SERC | DUK | Duke Energy Carolinas |  | 22 | NR | 2 | IPP Non-CHP | N |  | Y | QF13-305-000 | N |  | N | X |  | Duke Energy Carolinas, LLC | 5416 | NC | 12
61060 | Cypress Creek Renewables | 58725 | Elliana Solar | 1444 Deer Run Trail | Burlington | NC | 27217 | Alamance | 36.1311 | -79.3325 | SERC | DUK | Duke Energy Carolinas |  | 22 | NR | 2 | IPP Non-CHP | N |  | Y | QF13-37-000 | N |  | N | X |  | Duke Energy Carolinas, LLC | 5416 | NC | 12 |  |  | N
60007 | Flash Solar LLC | 58726 | Flash Solar | 4466 Meandering Way | Conover | NC | 28613 | Catawba | 35.7581 | -81.2294 | SERC | DUK | Duke Energy Carolinas |  | 22 | NR | 2 | IPP Non-CHP | N |  | Y | QF13-308-000 | N |  | N | X |  | Duke Energy Carolinas, LLC | 5416 | NC | 22.86 |  |  | N
58658 | Sunlight Partners | 58727 | Hawkins Solar | 830 Miller Chapel Rd | Reidsville | NC | 27320 | Rockingham | 36.3219 | -79.7517 | SERC | DUK | Duke Energy Carolinas |  | 22 | NR | 2 | IPP Non-CHP | N |  | Y | QF13-398-000 | N |  | N | X |  | Duke Energy Carolinas, LLC | 5416 | NC | 12
58658 | Sunlight Partners | 58728 | Katherine Solar | 4100 State Highway 87 | Elon | NC | 27244 | Alamance | 36.215 | -79.5161 | SERC | CPLE | Progress Energy Carolinas - EAST |  | 22 | NR | 2 | IPP Non-CHP | N |  | Y | QF13-309-000 | N |  | N | X |  | Duke Energy Carolinas, LLC | 5416 | NC | 12
59912 | Amethyst Solar LLC | 58730 | Amethyst Solar | 1583 US 221 South | Forest City | NC | 28043 | Rutherford | 35.3169 | -81.9264 | SERC | DUK | Duke Energy Carolinas |  | 22 | NR | 2 | IPP Non-CHP | N |  | Y | QF13-87-000 | N |  | N | X |  | Duke Energy Carolinas, LLC | 5416 | NC | 12 |  |  | N
61060 | Cypress Creek Renewables | 58731 | Angel Solar | 703 St James Church Rd | Newton | NC | 28658 | Catawba | 35.6511 | -81.2086 | SERC | DUK | Duke Energy Carolinas |  | 22 | NR | 2 | IPP Non-CHP | N |  | Y | QF13-471-000 | N |  | N | X |  | Duke Energy Carolinas, LLC | 5416 | NC | 12 |  |  | N
59910 | Audrey Solar LLC | 58732 | Audrey Solar | 920 Washburn Switch Rd | Shelby | NC | 28150 | Cleveland | 35.3281 | -81.6219 | SERC | DUK | Duke Energy Carolinas |  | 22 | NR | 2 | IPP Non-CHP | N |  | Y | QF13-38-000 | N |  | N | X |  | Duke Energy Carolinas, LLC | 5416 | NC | 12 |  |  | N
58658 | Sunlight Partners | 58733 | Austin Solar | 2807 Mount Ruhama Church Rd | Maiden | NC | 28650 | Catawba | 35.6139 | -81.1322 | SERC | CPLE | Progress Energy Carolinas - EAST |  | 22 | NR | 2 | IPP Non-CHP | N |  | Y | QF13-472-000 | N |  | N | X |  | Duke Energy Carolinas, LLC | 5416 | NC | 12
60005 | Buddy Solar LLC | 58735 | Buddy Solar | 400 St Peters Church Road | Gold Hill | NC | 28071 | Rowan | 35.5419 | -80.3633 | SERC | NA | No BA |  | 22 | NR | 2 | IPP Non-CHP | N |  | Y | QF13-314-000 | N |  | N | X |  | Duke Energy Carolinas, LLC | 5416 | NC | 22.86 |  |  | N | [5 empty] | N | X
58658 | Sunlight Partners | 58737 | Binks Solar | 5609 Cascade Dr | Chapel Hill | NC | 27514 | Orange | 36 | -79.0525 | SERC | CPLE | Progress Energy Carolinas - EAST |  | 22 | NR | 2 | IPP Non-CHP | N |  | Y | QF13-397-000 | N |  | N | X |  | Duke Energy Carolinas, LLC | 5416 | NC | 12
59911 | Milo Solar LLC | 58739 | Milo Solar | 2153 McCray Road | Burlington | NC | 27217 | Alamance | 36.1489 | -79.3489 | SERC | DUK | Duke Energy Carolinas |  | 22 | NR | 2 | IPP Non-CHP | N |  | Y | QF12-444-000 | N |  | N | X |  | Duke Energy Carolinas, LLC | 5416 | NC | 12 |  |  | N
59913 | Minnie Solar LLC | 58740 | Minnie Solar | 5287 Lindley Mill Road | Graham | NC | 27253 | Alamance | 35.9481 | -79.3619 | SERC | DUK | Duke Energy Carolinas |  | 22 | NR | 2 | IPP Non-CHP | N |  | Y | QF12-445-000 | N |  | N | X |  | Duke Energy Carolinas, LLC | 5416 | NC | 12 |  |  | N
58661 | Sustainable Power Group, LLC | 58741 | Nick Solar | 3433 NC 62 East | Liberty | NC | 27298 | Guilford | 35.9911 | -79.5481 | SERC | CPLE | Progress Energy Carolinas - EAST |  | 22 | NR | 2 | IPP Non-CHP | N |  | Y | 12-324-000 | N |  | N | X |  | Duke Energy Carolinas, LLC | 5416 | NC | 12.5 | 7.2 |  | N | [5 empty] | N | X
59916 | Owen Solar LLC | 58742 | Owen Solar | 4935 Hickory Lincolnton Highwa | Lincolnton | NC | 28092 | Catawba | 35.5861 | -81.3153 | SERC | DUK | Duke Energy Carolinas |  | 22 | NR | 2 | IPP Non-CHP | N |  | Y | QF12-540-000 | N |  | N | X |  | Duke Energy Carolinas, LLC | 5416 | NC | 12 |  |  | N
58658 | Sunlight Partners | 58743 | RJ Solar | 4264 Hall Dairy Road | Claremont | NC | 28610 | Catawba | 35.7431 | -81.145 | SERC | CPLE | Progress Energy Carolinas - EAST |  | 22 | NR | 2 | IPP Non-CHP | N |  | Y | QF13-311-000 | N |  | N | X |  | Duke Energy Carolinas, LLC | 5416 | NC | 12
58658 | Sunlight Partners | 58744 | Shadow Solar | 554 Island Ford Road | Forest City | NC | 28043 | Rutherford | 35.2131 | -81.8322 | SERC | DUK | Duke Energy Carolinas |  | 22 | NR | 2 | IPP Non-CHP | N |  | Y | QF13-319-000 | N |  | N | X |  | Duke Energy Carolinas, LLC | 5416 | NC | 12
59914 | Sophie Solar LLC | 58745 | Sophie Solar | 3495 Lattimore Road | Mooresboro | NC | 28114 | Cleveland | 35.305 | -81.6969 | SERC | DUK | Duke Energy Carolinas |  | 22 | NR | 2 | IPP Non-CHP | N |  | Y | QF-12-497-000 | N |  | N | X |  | Duke Energy Carolinas, LLC | 5416 | NC | 12 |  |  | N
59915 | Star Solar LLC | 58746 | Star Solar | 5521 Red Mill Road | Durham | NC | 27704 | Durham | 36.08 | -78.8239 | SERC | DUK | Duke Energy Carolinas |  | 22 | NR | 2 | IPP Non-CHP | N |  | Y | QF13-312-000 | N |  |  | X |  | Duke Energy Carolinas, LLC | 5416 | NC | 12 |  |  | N
58660 | GreenWhey Holdings | 58747 | GreenWhey Energy Inc | 465 Western Blvd | Turtle Lake | WI | 54889 | Polk | 45.3903 | -92.1625 | MRO | MISO | Midcontinent Independent Transmission System Operator, Inc.. | Municipality | 22 | NR | 3 | IPP CHP | N |  | N |  | N |  | N | X |  | Northern States Power Co | 13780 | WI | 12.47 |  |  | N
58661 | Sustainable Power Group, LLC | 58748 | North Bay Solar 1 | 5110 Water Works Lane | Fairfield | CA | 94534 | Solano | 38.3006 | -121.9664 | WECC | CISO | California Independent System Operator |  | 22131 | NR | 4 | Commercial Non-CHP | N |  | N |  | N |  | N | X |  | Pacific Gas & Electric Co | 14328 | CA | 12.47 |  |  | N | [5 empty] | X | X
57365 | Consolidated Edison Solutions Inc | 58749 | Tihonet Solar | 97 Farm to Market Road | Wareham | MA | 2571 | Plymouth | 41.7875 | -70.7233 | NPCC | ISNE | ISO New England Inc. |  | 22 | NR | 2 | IPP Non-CHP | N |  | N |  | N |  |  | X |  | NSTAR Electric Company | 54913 | MA | 23 |  |  | N
58661 | Sustainable Power Group, LLC | 58750 | Lancaster Dry Farm Ranch B | 90th St. W and W Ave. H | Lancaster | CA | 93536 | Los Angeles | 34.7169 | -118.2894 | WECC | CISO | California Independent System Operator |  | 22 | NR | 2 | IPP Non-CHP | N |  | N |  | N |  | N | X |  | Southern California Edison Co | 17609 | CA | 12.47 |  |  | N | [5 empty] | X | X
58661 | Sustainable Power Group, LLC | 58751 | Rodeo Solar C2 | 45707 90th St West | Lancaster | CA | 93536 | Los Angeles | 34.7133 | -118.2894 | WECC | CISO | California Independent System Operator |  | 22 | NR | 2 | IPP Non-CHP | N |  | N |  | N |  | N | X |  | Southern California Edison Co | 17609 | CA | 12.47 |  |  | N | [5 empty] | X | X
58661 | Sustainable Power Group, LLC | 58752 | Rodeo Solar D2 | 45707 90th St West | Lancaster | CA | 93536 | Los Angeles | 34.7133 | -118.2894 | WECC | CISO | California Independent System Operator |  | 22 | NR | 2 | IPP Non-CHP | N |  | N |  | N |  | N | X |  | Southern California Edison Co | 17609 | CA | 12.47 |  |  | N | [5 empty] | X | X
58661 | Sustainable Power Group, LLC | 58753 | Summer Solar A2 | 46345 1/4 90th St West | Lancaster | CA | 93536 | Los Angeles | 34.7231 | -118.2897 | WECC | CISO | California Independent System Operator |  | 22 | NR | 2 | IPP Non-CHP | N |  | N |  | N |  | N | X |  | Southern California Edison Co | 17609 | CA | 12.47 |  |  | N | [5 empty] | X | X
58661 | Sustainable Power Group, LLC | 58754 | Summer Solar B2 | 46331 1/4 90th St West | Lancaster | CA | 93536 | Los Angeles | 34.7231 | -118.2897 | WECC | CISO | California Independent System Operator |  | 22 | NR | 2 | IPP Non-CHP | N |  | N |  | N |  | N | X |  | Southern California Edison Co | 17609 | CA | 12.47 |  |  | N | [5 empty] | X | X
58661 | Sustainable Power Group, LLC | 58755 | Summer Solar C2 | 46315 1/4 90th St West | Lancaster | CA | 93536 | Los Angeles | 34.7231 | -118.2897 | WECC | CISO | California Independent System Operator |  | 22 | NR | 2 | IPP Non-CHP | N |  | N |  | N |  | N | X |  | Southern California Edison Co | 17609 | CA | 12.47 |  |  | N | [5 empty] | X | X
58661 | Sustainable Power Group, LLC | 58756 | Summer Solar D2 | 46305 1/4 90th St West | Lancaster | CA | 93536 | Los Angeles | 34.7231 | -118.2897 | WECC | CISO | California Independent System Operator |  | 22 | NR | 2 | IPP Non-CHP | N |  | N |  | N |  | N | X |  | Southern California Edison Co | 17609 | CA | 12.47 |  |  | N | [5 empty] | X | X
58661 | Sustainable Power Group, LLC | 58757 | Summer North Solar | 46253 1/4 90th St West | Lancaster | CA | 93536 | Los Angeles | 34.7231 | -118.2897 | WECC | CISO | California Independent System Operator |  | 22 | NR | 2 | IPP Non-CHP | N |  | N |  | N |  | N | X |  | Southern California Edison Co | 17609 | CA | 12.47 |  |  | N | [5 empty] | X | X
58661 | Sustainable Power Group, LLC | 58761 | Expressway Solar A | 18321 Shay Road | Victorville | CA | 92394 | San Bernardino | 34.5822 | -117.3417 | WECC | CISO | California Independent System Operator |  | 22 | NR | 2 | IPP Non-CHP | N |  | N |  | N |  | N | X |  | Southern California Edison Co | 17609 | CA | 12.47 |  |  | N | [5 empty] | X | X
58661 | Sustainable Power Group, LLC | 58762 | Expressway Solar B | 18325 Shay Road | Victorville | CA | 92394 | San Bernardino | 34.5833 | -117.3403 | WECC | CISO | California Independent System Operator |  | 22 | NR | 2 | IPP Non-CHP | N |  | N |  | N |  | N | X |  | Southern California Edison Co | 17609 | CA | 12.47 |  |  | N | [5 empty] | X | X
58661 | Sustainable Power Group, LLC | 58763 | Expressway Solar C2 | 18395 Shay Road | Victorville | CA | 92394 | San Bernardino | 34.5844 | -117.3414 | WECC | CISO | California Independent System Operator |  | 22 | NR | 2 | IPP Non-CHP | N |  | N |  | N |  | N | X |  | Southern California Edison Co | 17609 | CA | 12.47 |  |  | N | [5 empty] | N | N
58662 | Blue Mountain Power Partners | 58764 | Blue Mountain Wind Farm | Sturgeon Road | Monticello | UT | 84535 | San Juan | 38.0325 | -109.3006 | WECC | PACE | PacifiCorp - East |  | 22 | NR | 2 | IPP Non-CHP | N |  | Y | Q0426 | N |  |  | X |  | PacifiCorp | 14354 | UT | 138
49893 | Invenergy Services LLC | 58765 | Miami Wind Energy Center | 3096 FM 1268 | Miami | TX | 79059 | Roberts | 35.6539 | -100.5386 | TRE | ERCO | Electric Reliability Council of Texas, Inc. |  | 22 | NR | 2 | IPP Non-CHP | N |  | N |  | N |  | N | X |  | Cross Texas Transmission | 60065 |  | 345 |  |  | N
17650 | Southern Power Co | 58766 | Wake Wind Energy Center |  | Crosbyton | TX | 79322 | Crosby | 33.825 | -101.0997 | TRE | ERCO | Electric Reliability Council of Texas, Inc. |  | 22 | NR | 2 | IPP Non-CHP | N |  | N |  | Y | EG15-133-000 | N | X |  | Wind Energy Transmission Texas LLC | 60066 |  | 345 |  |  | N | [5 empty] | X | X
49893 | Invenergy Services LLC | 58767 | Buckeye Wind Energy Center | unknown | Hays | KS | 67601 | Ellis | 39.0039 | -99.4142 | SPP | SWPP | Southwest Power Pool |  | 22 | NR | 2 | IPP Non-CHP | N |  | N |  | N |  | N | X |  | Midwest Energy Inc | 12524 | KS | 230 |  |  | N
49893 | Invenergy Services LLC | 58768 | Marsh Hill Wind Farm | 331 Jackson Hill Road | Jasper | NY | 14855 | Steuben | 42.1639 | -77.5289 | NPCC | NYIS | New York Independent System Operator |  | 22 | NR | 2 | IPP Non-CHP | N |  | N |  | N |  | N | X |  | New York State Elec & Gas Corp | 13511 | NY | 34.5 |  |  | N
60015 | NRG Yield | 58769 | Spring Canyon Expansion Wind Energy Ctr | 28191 County Road 74 | Peetz | CO | 80747 | Logan | 40.9642 | -103.0772 | WECC | PSCO | Public Service Company of Colorado |  | 22 | NR | 2 | IPP Non-CHP | N |  | N |  | N |  | N | X |  | Public Service Co of Colorado | 15466 | CO | 230 |  |  | N
58596 | Hanwha Q CELLS USA | 58770 | Maywood Photovoltaic Project | 1500 S Tibbs Avenue | Indianapolis | IN | 46241 | Marion | 39.7439 | -86.2181 | RFC | MISO | Midcontinent Independent Transmission System Operator, Inc.. |  | 22 | NR | 2 | IPP Non-CHP | N |  | N |  | N |  | N | X |  | Indianapolis Power & Light Co | 9273 | IN | 13.2 |  |  | N
57170 | EDF Renewable Asset Holdings, Inc. | 58771 | Roosevelt County | 1169 NM Hwy 114 | Portales | NM | 88116 | Roosevelt | 33.9261 | -103.5111 | SPP | SWPP | Southwest Power Pool |  | 22 | NR | 2 | IPP Non-CHP | N |  | N |  | N |  | N | X |  | Southwestern Public Service Co | 17718 | NM | 345 |  |  | N
57170 | EDF Renewable Asset Holdings, Inc. | 58772 | Longhorn Wind | 120 CR 17 | Silverton | TX | 79201 | Briscoe | 34.3111 | -101.2511 | TRE | ERCO | Electric Reliability Council of Texas, Inc. |  | 22 | NR | 2 | IPP Non-CHP | N |  | N |  | N |  |  | X |  | Sharyland Utilities LP | 17008 | TX | 345 |  |  | N
57170 | EDF Renewable Asset Holdings, Inc. | 58773 | TX Hereford Wind | 4501 FM 1259 | Hereford | TX | 88116 | Deaf Smith | 34.7481 | -102.1744 | TRE | ERCO | Electric Reliability Council of Texas, Inc. |  | 22 | NR | 2 | IPP Non-CHP | N |  | N |  | N |  |  | X |  | Sharyland Utilities LP | 17008 | TX | 345 |  |  | N
57170 | EDF Renewable Asset Holdings, Inc. | 58774 | Spinning Spur Wind II | 6899 Windy Way Road | Adrian | TX | 79001 | Oldham | 35.2769 | -102.6828 | TRE | ERCO | Electric Reliability Council of Texas, Inc. |  | 22 | NR | 2 | IPP Non-CHP | N |  | N |  | N |  |  | X |  | Sharyland Utilities LP | 17008 | TX | 345 |  |  | N
57170 | EDF Renewable Asset Holdings, Inc. | 58775 | Spinning Spur Wind III | 6899 Windy Way Road | Adrian | TX | 79001 | Oldham | 35.295 | -102.7211 | TRE | ERCO | Electric Reliability Council of Texas, Inc. |  | 22 | NR | 2 | IPP Non-CHP | N |  | N |  | N |  |  | X |  | Sharyland Utilities LP | 17008 | TX | 345 |  |  | N
58672 | Everpower Wind Holdings Inc | 58776 | Buckeye Wind Farm | 857 South Mutual Union Road | Mechanicsburgh | OH | 43009 | Champaign | 40.1607 | -83.6279 | RFC | PJM | PJM Interconnection, LLC |  | 22 | NR | 2 | IPP Non-CHP | N |  | N |  | N |  | N | X |  | Dayton Power & Light Co | 4922 | OH | 138 | 69 |  | N
58672 | Everpower Wind Holdings Inc | 58777 | Cassadaga Wind Farm | Cook Rd | Cherry Creek | NY | 14723 | Chautauqua | 42.3383 | -79.1956 | NPCC | NYIS | New York Independent System Operator |  | 22 | NR | 2 | IPP Non-CHP | N |  | N |  | N |  | N | X |  | Niagara Mohawk Power Corp. | 13573 | NY | 115 |  |  | N
58672 | Everpower Wind Holdings Inc | 58778 | Coyote Crest Wind Farm | S Garrard Creek Rd | Centralia | WA | 98063 | Lewis | 46.7383 | -123.3478 | WECC | BPAT | Bonneville Power Administration |  | 22 | NR | 2 | IPP Non-CHP | N |  | N |  | N |  | N | X |  | Bonneville Power Administration | 1738 | WA | 115 |  |  | N
58672 | Everpower Wind Holdings Inc | 58779 | Allegany Wind Farm | 4425 Rt. 219 | Great Valley | NY | 14741 | Cattaraugus | 42.0369 | -78.5344 | NPCC | NYIS | New York Independent System Operator |  | 22 | NR | 2 | IPP Non-CHP | N |  | N |  | N |  | N | X |  |  |  |  | 115 |  |  | N
58672 | Everpower Wind Holdings Inc | 58780 | Scioto Ridge Wind Farm | 8093 County Rd 200 | Belle Center | OH | 43310 | Logan | 40.5614 | -83.7364 | RFC | PJM | PJM Interconnection, LLC |  | 22 | NR | 2 | IPP Non-CHP | N |  | N |  | N |  | N | X |  | Ohio Power Co | 14006 | OH | 345 |  |  | N
58673 | Longhorn Holdings, LLC | 58781 | Longhorn Holdings | Along King Street (NC 177) | Rockingham | NC | 27530 | Richmond | 34.9711 | -79.6161 | SERC | DUK | Duke Energy Carolinas |  | 22 | NR | 2 | IPP Non-CHP | N |  | Y | __14-308-000 | N |  |  | X |  | Duke Energy Carolinas, LLC | 5416 | NC | 23
61060 | Cypress Creek Renewables | 58782 | Sonne One | North of Highway 13 and East o | Goldsboro | NC | 27530 | Wayne | 35.4372 | -77.8336 | SERC | DUK | Duke Energy Carolinas |  | 22 | NR | 2 | IPP Non-CHP | N |  | Y | __14-306-000 | N |  |  | X |  | Duke Energy Carolinas, LLC | 5416 | NC | 23 |  |  | N
58675 | Delta-Montrose Electric Association | 58783 | South Canal Hydro-1 | Miguel Road | Montrose | CO | 81401 | Montrose | 38.4833 | -107.755 | WECC | WACM | Western Area Power Administration - Rocky Mountain Region | Gunnison River | 22 | NR | 2 | IPP Non-CHP | N |  | N |  | N |  |  | X |  | Delta Montrose Electric Assn | 5086 | CO | 34.5 |  |  | N | [5 empty] | X | X
58675 | Delta-Montrose Electric Association | 58784 | South Canal Hydro-3 | Miguel Road | Montrose | CO | 81401 | Montrose | 38.4703 | -107.7714 | WECC | WACM | Western Area Power Administration - Rocky Mountain Region | Gunnison River | 22 | NR | 2 | IPP Non-CHP | N |  | N |  | N |  |  | X |  | Delta Montrose Electric Assn | 5086 | CO | 34.5 |  |  | N
58677 | CD US Solar MT1 LLC | 58785 | Brentwood Solar | 812 S Suffolk Ave | Brentwood | NY | 11722 | Suffolk | 40.7814 | -73.2439 | NPCC | NYIS | New York Independent System Operator |  | 22 | NR | 2 | IPP Non-CHP | N |  | N |  | N |  | N | X |  | Long Island Power Authority | 11171 | NY | 13.2 |  |  | N
58677 | CD US Solar MT1 LLC | 58786 | Deer Park | Long Island Avenue | Deer Park | NY | 11729 | Suffolk | 40.7608 | -73.1939 | NPCC | NYIS | New York Independent System Operator |  | 22 | NR | 2 | IPP Non-CHP | N |  | N |  | N |  | N | X |  | Long Island Power Authority | 11171 | NY | 13.2 |  |  | N
58677 | CD US Solar MT1 LLC | 58787 | Dennison | 100 Veterans Memorial Highway | Hauppauge | NY | 11788 | Suffolk | 40.7631 | -73.3236 | NPCC | NYIS | New York Independent System Operator |  | 22 | NR | 2 | IPP Non-CHP | N |  | N |  | N |  | N | X |  | Long Island Power Authority | 11171 | NY | 13.2 |  |  | N
58677 | CD US Solar MT1 LLC | 58788 | North County | 725 Veterans Memorial Highway | Hauppauge | NY | 11788 | Suffolk | 40.7631 | -73.3236 | NPCC | NYIS | New York Independent System Operator |  | 22 | NR | 2 | IPP Non-CHP | N |  | N |  | N |  | N | X |  | Long Island Power Authority | 11171 | NY | 13.2 |  |  | N
58677 | CD US Solar MT1 LLC | 58789 | Riverhead | 200-201 Center Drive | Riverhead | NY | 11901 | Suffolk | 40.8261 | -73.2322 | NPCC | NYIS | New York Independent System Operator |  | 22 | NR | 2 | IPP Non-CHP | N |  | N |  | N |  | N | X |  | Long Island Power Authority | 11171 | NY | 13.2 |  |  | N
58677 | CD US Solar MT1 LLC | 58790 | Cohalan | 400 Carleton Avenue | Central Islip | NY | 11722 | Suffolk | 40.7625 | -73.1944 | NPCC | NYIS | New York Independent System Operator |  | 22 | NR | 2 | IPP Non-CHP | N |  | N |  | N |  | N | X |  | Long Island Power Authority | 11171 | NY | 13.2 |  |  | N
61060 | Cypress Creek Renewables | 58791 | Kirkwall Holdings | West of Interstate 40 and Sout | Warsaw | NC | 27530 | Duplin | 34.9889 | -78.1375 | SERC | DUK | Duke Energy Carolinas |  | 22 | NR | 2 | IPP Non-CHP | N |  | Y | _14-307-000 | N |  |  | X |  | Duke Energy Carolinas, LLC | 5416 | NC | 23 |  |  | N
60865 | CD Global Solar Holdings, LLC | 58792 | Ayrshire | East of Beaver Dam Church Road | Shelby | NC | 28152 | Cleveland | 35.2831 | -81.6153 | SERC | DUK | Duke Energy Carolinas |  | 22 | NR | 2 | IPP Non-CHP | N |  | Y | QF14-10-000 | N |  |  | X |  | Duke Energy Carolinas, LLC | 5416 | NC | 44
58682 | WR-TGC Solar Generation IV LLC | 58793 | JMB Mcguire-Dix-Lakehurst Solar Project | United Communities, 3700 Circl | McGuire AFB | NJ | 8641 | Burlington | 39.9928 | -74.6369 | NPCC | PJM | PJM Interconnection, LLC |  | 22 | NR | 2 | IPP Non-CHP | N |  | N |  | Y | QF 13-264-000 |  | X |  | Jersey Central Power & Lt Co | 9726 | NJ | 12.5 |  |  | N
58681 | MSM Solar LLC | 58794 | Storrie Lake Solar Project | 480 NM Highway 250 | Las Vegas | NM | 87701 | San Miguel | 35.6569 | -105.1839 | WECC | PNM | Public Service Company of New Mexico |  | 22 | NR | 2 | IPP Non-CHP | N |  | N |  | N |  | N | X |  | Mora-San Miguel Elec Coop | 12901 | NM | 24.9 |  |  | N | [5 empty] | X | X
58661 | Sustainable Power Group, LLC | 58795 | Hobart Solar, LLC | 4120 W 49th Avenue | Hobart | IN | 46342 | Lake | 41.5294 | -87.3083 | RFC | MISO | Midcontinent Independent Transmission System Operator, Inc.. |  | 22 | NR | 2 | IPP Non-CHP | N |  | N |  | N |  | N | X |  | Northern Indiana Pub Serv Co | 13756 | IN | 12.47 |  |  | N | [5 empty] | N | N
58661 | Sustainable Power Group, LLC | 58796 | Waterloo Solar, LLC | 120 North Commerce Dr | Waterloo | IN | 46342 | DeKalb | 41.4339 | -85.0439 | RFC | MISO | Midcontinent Independent Transmission System Operator, Inc.. |  | 22 | NR | 2 | IPP Non-CHP | N |  | N |  | N |  | N | X |  | Northern Indiana Pub Serv Co | 13756 | IN | 12.47 |  |  | N | [5 empty] | N | N
58661 | Sustainable Power Group, LLC | 58797 | Valparaiso Solar, LLC | 495 North 45 West | Valparaiso | IN | 46383 | Porter | 41.5022 | -87.1611 | RFC | MISO | Midcontinent Independent Transmission System Operator, Inc.. |  | 22 | NR | 2 | IPP Non-CHP | N |  | N |  | N |  | N | X |  | Northern Indiana Pub Serv Co | 13756 | IN | 12.47 |  |  | N | [5 empty] | N | N
58661 | Sustainable Power Group, LLC | 58798 | AC Criminal Courts Complex SPE2, LLC | 4997 Unami Blvd | Mays Landing | NJ | 8330 | Atlantic | 39.4375 | -74.6906 | RFC | PJM | PJM Interconnection, LLC |  | 922 | NR | 4 | Commercial Non-CHP | N |  | N |  | N |  | N | X |  | Atlantic City Electric Co | 963 | NJ | 12.47 |  |  | N | [5 empty] | N | N
58466 | SunEnergy1 | 58799 | Pamlico Partners Solar | 1864 NC Highway 92 East | Washington | NC | 27889 | Beaufort | 35.5011 | -76.87 | SERC | CPLE | Progress Energy Carolinas - EAST |  | 22 | NR | 2 | IPP Non-CHP | N |  | Y | QF13-152-000 | N |  | N | X |  | City of Washington - (NC) | 20142 | NC | 34.5 |  |  | N | [5 empty] | X | X
58684 | Hop Bottom Energy LLC | 58800 | Hop Bottom | PA State Rd 2041 and 2043 | Lenox | PA | 18826 | Susquehanna | 41.6681 | -75.725 | RFC | PJM | PJM Interconnection, LLC |  | 22 | NR | 2 | IPP Non-CHP | N |  | N |  | Y | Pending | N | X |  | Pennsylvania Electric Co | 14711 | PA | 34.5 |  |  |  |  | None
58694 | Argand Energy Solutions, LLC | 58801 | Arba Solar, LLC | 3943 Hull Road | Snow Hill | NC | 28580 | Greene | 35.3964 | -77.7036 | SERC | DUK | Duke Energy Carolinas |  | 22 | NR | 2 | IPP Non-CHP | N |  | Y | QF13-98-001, QF13-98-000 | N |  |  | X |  | Duke Energy Carolinas, LLC | 5416 | NC | 23 |  |  | N
58694 | Argand Energy Solutions, LLC | 58802 | Franklin Solar, LLC | 151 Firetower Road | Louisburg | NC | 27549 | Franklin | 36.0975 | -78.1678 | SERC | CPLE | Progress Energy Carolinas - EAST |  | 22 | NR | 2 | IPP Non-CHP | N |  | Y | QF12-268-001, QF12-268-000 | N |  |  | X |  | Duke Energy Progress - (NC) | 3046 | NC | 12.47 |  |  | N
61060 | Cypress Creek Renewables | 58803 | Kenansville Solar 2, LLC | 120 NC 24 and 50 Highway | Kenansville | NC | 28349 | Duplin | 34.9578 | -77.9817 | SERC | DUK | Duke Energy Carolinas |  | 22 | NR | 2 | IPP Non-CHP | N |  | Y | QF12-417-001, QF12-417-000 | N |  |  | X |  | Duke Energy Carolinas, LLC | 5416 | NC | 23 |  |  | N
58694 | Argand Energy Solutions, LLC | 58804 | McCaskey Solar Farm, LLC | 2076 McCaskey Road | Williamston | NC | 27892 | Martin | 35.8594 | -77.0992 | SERC | PJM | PJM Interconnection, LLC |  | 22 | NR | 2 | IPP Non-CHP | N |  | Y | QF-14-345-000 | N |  | N | X |  |  |  |  | 34.5 |  |  | N | [5 empty] | X | X
59462 | Heelstone Energy Holdings, LLC | 58805 | Samarcand Solar Farm, LLC | 1605 Samarcand Road | Biscoe | NC | 27209 | Moore | 35.3117 | -79.695 | SERC | DUK | Duke Energy Carolinas |  | 22 | NR | 2 | IPP Non-CHP | N |  | Y | QF13-223-000 | N |  | N | X |  | Duke Energy Carolinas, LLC | 5416 | NC | 23 |  |  | N | [5 empty] | X | X
59462 | Heelstone Energy Holdings, LLC | 58806 | Albemarle Solar Center LLC | 1110 Cunningham Road | Kinston | NC | 28501 | Lenoir | 35.2931 | -77.5569 | SERC | CPLE | Progress Energy Carolinas - EAST |  | 22 | NR | 2 | IPP Non-CHP | N |  | Y | QF13-167-000 | N |  |  | X |  | City of Kinston - (NC) | 10345 | NC | 12.47 |  |  | N | [5 empty] | X | X
61060 | Cypress Creek Renewables | 58807 | Boseman Solar Center LLC | Gold Rock Road | Rocky Mount | NC | 27804 | Nash | 36.0081 | -77.81 | SERC | CPLE | Progress Energy Carolinas - EAST |  | 22 | NR | 2 | IPP Non-CHP | N |  | Y | QF13-166-000 | N |  |  | X |  | Duke Energy Progress - (NC) | 3046 | NC | 12.47 |  |  | N
61060 | Cypress Creek Renewables | 58808 | Flemming Solar Center LLC | Flemming School Road | Greenville | NC | 27834 | Pitt | 35.6689 | -77.3839 | SERC | CPLE | Progress Energy Carolinas - EAST |  | 22 | NR | 2 | IPP Non-CHP | N |  | Y | QF13-165-000 | N |  |  | X |  | Greenville Utilities Comm | 7639 | NC | 12.47 |  |  | N
59462 | Heelstone Energy Holdings, LLC | 58809 | Littlefield Solar Center LLC | 192 W. Littlefield Road | Ayden | NC | 28513 | Pitt | 35.4339 | -77.4381 | SERC | CPLE | Progress Energy Carolinas - EAST |  | 22 | NR | 2 | IPP Non-CHP | N |  | Y | QF13-171-000 | N |  |  | X |  | Duke Energy Progress - (NC) | 3046 | NC | 25 |  |  | N | [5 empty] | X | X
61060 | Cypress Creek Renewables | 58810 | Rams Horn Solar Center LLC | 1229 Rams Horn Road | Greenville | NC | 27834 | Pitt | 35.64 | -77.3161 | SERC | CPLE | Progress Energy Carolinas - EAST |  | 22 | NR | 2 | IPP Non-CHP | N |  | Y | QF13-164-000 | N |  |  | X |  | Greenville Utilities Comm | 7639 | NC | 12.47 |  |  | N
58685 | Beaver Dam Energy LLC | 58811 | Beaver Dam | Wheelerville-Mountain Rd and B | Canton Township | PA | 17724 | Bradford | 41.6114 | -76.8431 | RFC | PJM | PJM Interconnection, LLC |  | 22 | NR | 2 | IPP Non-CHP | N |  | N |  | Y | EG15-86 | N | X |  | Pennsylvania Electric Co | 14711 | PA | 34.5 |  |  | N |  | TRANSCONTINENTAL GAS PIPELINE |  |  |  | N | X
61060 | Cypress Creek Renewables | 58812 | Upchurch Solar Center LLC | 4468 Upchurch Road | Elm City | NC | 27822 | Wilson | 35.7819 | -77.8839 | SERC | CPLE | Progress Energy Carolinas - EAST |  | 22 | NR | 2 | IPP Non-CHP | N |  | Y | QF13-169-000 | N |  |  | X |  | City of Wilson | 20785 | NC | 15 |  |  | N
58686 | Alpaca Energy LLC | 58813 | Alpaca | PA State Rd 414 and Glory Barn | Canton Township | PA | 17724 | Bradford | 41.6631 | -76.8056 | RFC | PJM | PJM Interconnection, LLC |  | 22 | NR | 2 | IPP Non-CHP | N |  | N |  | Y | EG15-85 | N | X |  | Pennsylvania Electric Co | 14711 | PA | 34 |  |  |  |  | None |  |  |  | N | N
58696 | Ignite Solar Holdings LLC | 58814 | Shasta Solar Farm | 43666 State Highway 299 East | Fall River Mills | CA | 96026 | Shasta | 41.0314 | -121.4225 | WECC | CISO | California Independent System Operator |  | 22 | NR | 2 | IPP Non-CHP | N |  | Y | 14-226-000 | N |  |  | X |  | Pacific Gas & Electric Co | 14328 | CA | 12 |  |  | N
58697 | UTS Project Company HNY-1 LLC | 58815 | Hilton NY Co Gen Plant | 1335 Avenue of the Americas | New York City | NY | 10019 | New York | 40.7625 | -73.9792 | NPCC | NYIS | New York Independent System Operator |  | 22 | NR | 3 | IPP CHP | N |  | N |  | N |  | N | X |  | Consolidated Edison Co-NY Inc | 4226 | NY | 0.48 |  |  | N | CONSOLIDATED EDISON NEW YORK INC |  |  |  |  | N | X
58687 | Bayles Energy LLC | 58816 | Bayles | Garads Fort Rd and Carmichaels | Greene | PA | 15320 | Greene | 39.8169 | -80.0244 | RFC | PJM | PJM Interconnection, LLC |  | 22 | NR | 2 | IPP Non-CHP | N |  | N |  | Y | Pending | N | X |  | West Penn Power Company | 20387 | PA | 25 |  |  |  |  | None |  |  |  | N | N
58689 | Milan Energy LLC | 58818 | Milan | Milan Rd and Sunnyside Rd | Milan | PA | 18831 | Bradford | 41.8944 | -76.5828 | RFC | PJM | PJM Interconnection, LLC |  | 22 | NR | 2 | IPP Non-CHP | N |  | N |  | Y | EG15-87 | N | X |  | Pennsylvania Electric Co | 14711 | PA | 34.5 |  |  |  |  | None |  |  |  | N | N
58692 | Florey Knob LLC | 58821 | Florey Knobb | PA State Hwy 6 and Rails Rd | Meshoppen | PA | 18657 | Wyoming | 41.5994 | -76.0092 | RFC | PJM | PJM Interconnection, LLC |  | 22 | NR | 2 | IPP Non-CHP | N |  | N |  | Y | Pending |  | X |  | Pennsylvania Electric Co | 14711 | PA | 34.5 |  |  |  |  | None |  |  |  | N | N
56997 | Marina Energy LLC | 58822 | Millville City Sewer Auth WTP | 355 Fowser Road | Millville | NJ | 8332 | Cumberland | 39.3764 | -75.0331 | RFC | PJM | PJM Interconnection, LLC |  | 562 | NR | 4 | Commercial Non-CHP | N |  | N |  | N |  | N | X |  | Atlantic City Electric Co | 963 | NJ | 12.47 |  |  | N | [5 empty] | X | X
58700 | Port Arthur Steam Energy LP | 58823 | Port Arthur Steam Energy | 2815 Coke Dock Rd | Port Arthur | TX | 77640 | Jefferson | 29.835 | -93.9622 | TRE | MISO | Midcontinent Independent Transmission System Operator, Inc.. | LNVA Canal | 22 | NR | 3 | IPP CHP | Y | QF-80-6-003 | N |  | N |  |  | X |  | Entergy Texas Inc. | 55937 | TX | 69 |  |  | N | [5 empty] | X | X
59380 | Enel Green Power NA, Inc. | 58824 | Sheldon Solar | 121 Heather Lane | Sheldon Springs | VT | 5485 | Franklin | 44.9106 | -72.9794 | NPCC | ISNE | ISO New England Inc. |  | 22 | NR | 2 | IPP Non-CHP | N |  | Y | QF13-405 | N |  |  | X |  | Vermont Electric Cooperative, Inc | 19791 | VT | 48 |  |  | N
58701 | Maine Township High School Dist 207 | 58825 | MTHS Co-Gen Buildings | 1131 South Dee Rd | Park Ridge | IL | 60068 | Cook | 42.0019 | -87.8522 | RFC | PJM | PJM Interconnection, LLC |  | 22 | NR | 3 | IPP CHP | N |  | N |  | N |  | N | X |  | 4-County Electric Power Assn | 6641 | MS | 4.16 |  |  | N | NICOR GAS |  |  |  |  | N
58702 | AES Energy Storage | 58826 | AES ES Tait | 2101Arbor Blvd | Dayton | OH | 45439 | Montgomery | 39.7286 | -84.2083 | RFC | PJM | PJM Interconnection, LLC |  | 22 | NR | 2 | IPP Non-CHP | N |  | N |  | N |  | N | X |  | Dayton Power & Light Co | 4922 | OH | 69 |  |  | Y
58378 | Jordan Hydroelectric LTD PTP | 58827 | Flannagan Hydroelectric Project | 192 Whitewater Road | Haysi | VA | 24256 | Dickenson | 37.2333 | -82.3486 | RFC | PJM | PJM Interconnection, LLC | Flannagan Dam | 22 | NR | 2 | IPP Non-CHP | N |  | Y | P-12740 | N |  |  | X |  | Duke Energy Progress - (NC) | 3046 | NC | 12.5
61060 | Cypress Creek Renewables | 58828 | Apple One | Woodstone Drive | Newton | NC | 28658 | Catawba | 35.6294 | -81.1569 | SERC | DUK | Duke Energy Carolinas |  | 22 | NR | 2 | IPP Non-CHP | N |  | N |  | N |  |  | X |  | Duke Energy Carolinas, LLC | 5416 | NC | 23 |  |  | N
59462 | Heelstone Energy Holdings, LLC | 58829 | Sonne Two | West of Mt. Olive Church Road | Newton | NC | 28658 | Catawba | 35.6567 | -81.1836 | SERC | DUK | Duke Energy Carolinas |  | 22 | NR | 2 | IPP Non-CHP | N |  | N |  | N |  |  | X |  | Duke Energy Carolinas, LLC | 5416 | NC | 23 |  |  | N | [5 empty] | X | X
4254 | Consumers Energy Co | 58830 | Cross Winds Energy Park | 3741 West Hoppe Rd | Unionville | MI | 48767 | Tuscola | 43.6103 | -83.4856 | RFC | MISO | Midcontinent Independent Transmission System Operator, Inc.. |  | 22 | RE | 1 | Electric Utility | N |  | N |  | N |  |  | X |  | ITC Transmission | 56068 | MI | 345 |  |  | N
58661 | Sustainable Power Group, LLC | 58831 | Redcrest Solar Farm | 3562 Tower Line Road | Edison | CA | 93307 | Kern | 35.3219 | -118.8128 | WECC | CISO | California Independent System Operator |  | 22 | NR | 2 | IPP Non-CHP | N |  | N |  | N |  | N | X |  | Pacific Gas & Electric Co | 14328 | CA | 115 |  |  | N | [5 empty] | N | X
58705 | Washington Gas Energy Systems | 58832 | Cogenra - TEP | 8410 S. Rita Road | Tucson | AZ | 85747 | Pima | 32.1019 | -110.8133 | WECC | TEPC | Tucson Electric Power Company |  | 22 | NR | 2 | IPP Non-CHP | N |  | N |  | N |  |  | X |  | Tucson Electric Power Co | 24211 | AZ | 13.8 |  |  | N | [5 empty] | N | N
59146 | Red Horse 2 | 58833 | Red Horse 2 | 5529 N. Muleshoe Rd. | Willcox | AZ | 85643 | Cochise | 32.2861 | -110.0881 | WECC | TEPC | Tucson Electric Power Company |  | 22 | NR | 2 | IPP Non-CHP | N |  | N |  | Y | 15-1066-001 | N | X |  | Tucson Electric Power Co | 24211 | AZ | 345 |  |  | N | [5 empty] | X | X
58709 | Richland Center Renewable Energy LLC | 58834 | Richland Center Renewable Energy LLC | 24520 County Highway RC | Richland Center | WI | 53581 | Richland | 43.3144 | -90.3731 | MRO | MISO | Midcontinent Independent Transmission System Operator, Inc.. | Well | 22 | NR | 3 | IPP CHP | N |  | N |  | N |  | N | X |  | American Transmission Co | 659 | WI | 12.47 |  |  | N | WISCONSIN GAS COMPANY |  |  |  |  | N
7349 | Golden Spread Electric Cooperative, Inc | 58835 | Elk Station | 1454 CR 315 | Abernathy | TX | 79311 | Hale | 33.865 | -101.8433 | SPP | SWPP | Southwest Power Pool |  | 22 | RE | 1 | Electric Utility | N |  | N |  | N |  |  | X |  | Southwestern Public Service Co | 17718 | TX | 345 |  |  | N |  | NORTHERN NATURAL GAS |  |  |  | N
58710 | Lakeswind Power Partners | 58836 | Lakeswind Power Partners | 29040 120th Ave. S. | Pelican Rapids | MN | 56572 | Clay | 46.7181 | -96.2119 | MRO | MISO | Midcontinent Independent Transmission System Operator, Inc.. |  | 22 | NR | 2 | IPP Non-CHP | N |  | N |  | Y | EG14-12 | N | X |  | Lake Region Electric Cooperative - (MN) | 10618 | MN | 115 |  |  | N
58718 | Na Pua Makani Power Partners LLC | 58837 | Na Pua Makani Wind Project | 56-452 Kamehameha Highway | Kahuku | HI | 96731 | Honolulu | 21.6669 | -157.97 |  |  |  |  | 22 | NR | 2 | IPP Non-CHP | N |  | N |  | N |  |  | X |  | Hawaiian Electric Co Inc | 19547 | HI | 46 |  |  | N | [5 empty] | X | X
58720 | Enbridge | 58838 | Keechi Wind | 3601 FM 4 | Jacksboro | TX | 76458 | Jack | 33.1431 | -98.1611 | TRE | ERCO | Electric Reliability Council of Texas, Inc. |  | 22 | NR | 2 | IPP Non-CHP | N |  | N |  | N |  | N | X |  | Brazos Electric Power Coop Inc | 2172 |  | 138 |  |  | N
58721 | Solar Sudbury One LF LLC | 58839 | Sudbury Landfill | 20 Boston Post Road | Sudbury | MA | 1776 | Middlesex | 42.3639 | -71.385 | NPCC | ISNE | ISO New England Inc. |  | 22 | NR | 2 | IPP Non-CHP | N |  | N |  | N |  | N | X |  | NSTAR Electric Company | 54913 | MA | 13.8 |  |  | N | [5 empty] | X | X
59462 | Heelstone Energy Holdings, LLC | 58840 | Kenansville Solar Farm, LLC | 328 Bowdens Road | Kenansville | NC | 28349 | Duplin | 34.97 | -77.9761 | SERC | DUK | Duke Energy Carolinas |  | 22 | NR | 2 | IPP Non-CHP | N |  | Y | QF12-417-001 | N |  | N | X |  | Duke Energy Carolinas, LLC | 5416 | NC | 23 |  |  | N | [5 empty] | X | X
58722 | Jordan Cove Energy Project LP | 58841 | South Dunes Power Plant | Transpacific Parkway | North Bend | OR | 97459 | Coos | 43.4339 | -124.2433 | WECC | PACW | PacifiCorp - West |  | 22 | NR | 2 | IPP Non-CHP | N |  | N |  | N |  | N | X |  | PacifiCorp | 14354 | OR | 115 |  |  | N | [5 empty] | X | X
58711 | Gato Montes Solar, LLC | 58842 | Gato Montes Solar, LLC | 9070 South Rita Road | Tucson | AZ | 85747 | Pima | 32.1028 | -110.8197 | WECC | TEPC | Tucson Electric Power Company |  | 22 | NR | 2 | IPP Non-CHP | N |  | Y | QF 12-478-002 | N |  |  | X |  | Tucson Electric Power Co | 24211 | AZ | 13.8 |  |  | N
58712 | Bethel Price Solar, LLC | 58843 | Bethel Price Solar, LLC | 227 Price Road | Bethel | NC | 27812 | Pitt | 35.7947 | -77.3811 | SERC | PJM | PJM Interconnection, LLC |  | 22 | NR | 2 | IPP Non-CHP | N |  | Y | QF14-161-000 | N |  |  | X |  | Virginia Electric & Power Co | 19876 | NC | 34.5 |  |  | N
58713 | Dogwood Solar, LLC | 58844 | Dogwood Solar, LLC | 34880 Highway 903 | Scotland Neck | NC | 27874 | Halifax | 36.125 | -77.4092 | SERC | PJM | PJM Interconnection, LLC |  | 22 | NR | 2 | IPP Non-CHP | N |  | Y | QF13-579-001 | N |  |  | X |  | Virginia Electric & Power Co | 19876 | NC | 12.47 |  |  | N
58714 | Washington Airport Solar, LLC | 58845 | Washington Airport Solar LLC | 398 Minuteman Lane | Washington | NC | 27889 | Beaufort | 35.5653 | -77.0536 | SERC | CPLE | Progress Energy Carolinas - EAST |  | 22 | NR | 2 | IPP Non-CHP | N |  | Y | QF13-130-002 | N |  |  | X |  | City of Washington - (NC) | 20142 | NC | 34.5 |  |  | N
58715 | Washington Millfield Solar, LLC | 58846 | Washington Millfield Solar, LLC | 40 Millfield Road | Bath | NC | 27808 | Beaufort | 35.4994 | -76.8336 | SERC | CPLE | Progress Energy Carolinas - EAST |  | 22 | NR | 2 | IPP Non-CHP | N |  | Y | QF13-129-001 | N |  |  | X |  | City of Washington - (NC) | 20142 | NC | 34.5 |  |  | N
58716 | Windsor Cooper Hill Solar, LLC | 58847 | Windsor Cooper HIill Solar, LLC | 159-D Cooper Hill Road | Windsor | NC | 27983 | Bertie | 35.9819 | -76.9178 | SERC | PJM | PJM Interconnection, LLC |  | 22 | NR | 2 | IPP Non-CHP | N |  | Y | QF14-160-000 | N |  |  | X |  | Town of Windsor- (NC) | 20811 | NC | 12.47 |  |  | N
3046 | Duke Energy Progress - (NC) | 58848 | Warsaw Farm | 755 Penny Branch Rd | Warsaw | NC | 28398 | Duplin | 35.0056 | -78.1258 | SERC | CPLE | Progress Energy Carolinas - EAST |  | 22 | RE | 1 | Electric Utility | N |  | N |  | N |  | N | X |  | Duke Energy Progress - (NC) | 3046 | NC | 22.9 |  |  | N | [5 empty] | X | X
58724 | Castalia Solar LLC | 58849 | Castalia Solar | 10677 N Carolina 58 | Castalia | NC | 27816 | Nash | 36 | -77.7833 | SERC | CPLE | Progress Energy Carolinas - EAST |  | 22 | NR | 2 | IPP Non-CHP | N |  | Y | QF13-117-000 | N |  |  | X |  | Duke Energy Progress - (NC) | 3046 | NC | 22.86 |  |  | N
58726 | Oakboro Farm LLC | 58851 | Oakboro Farm | 17008 Springs Mill Rd | Laurinburg | NC | 28352 | Scotland | 34.7958 | -79.5383 | SERC | DUK | Duke Energy Carolinas |  | 22 | NR | 2 | IPP Non-CHP | N |  | Y | QF13-10 | N |  |  | X |  | Duke Energy Carolinas, LLC | 5416 | NC | 22.86 |  |  | N
58728 | McKenzie Farm LLC | 58853 | McKenzie Farm | 522 Fitter Hill Rd | Whiteville | NC | 28427 | Columbus | 34.3239 | -78.6919 | SERC | CPLE | Progress Energy Carolinas - EAST |  | 22 | NR | 2 | IPP Non-CHP | N |  | Y | QF13-186 | N |  |  | X |  | Duke Energy Progress - (NC) | 3046 | NC | 22.86 |  |  | N
58729 | Nash 58 Farm LLC | 58854 | Nash 58 Farm | 6657 North NC 58 | Nashville | NC | 27856 | Nash | 36.0472 | -78.0308 | SERC | CPLE | Progress Energy Carolinas - EAST |  | 22 | NR | 2 | IPP Non-CHP | N |  | Y | QF13-368 | N |  |  | X |  | Duke Energy Progress - (NC) | 3046 | NC | 22.86 |  |  | N
58730 | Nash 64 Farm LLC | 58855 | Nash 64 Farm | Rockwool St | Spring Hope | NC | 27882 | Nash | 35.9494 | -78.0925 | SERC | CPLE | Progress Energy Carolinas - EAST |  | 22 | NR | 2 | IPP Non-CHP | N |  | Y | QF13-230 | N |  |  | X |  | Duke Energy Progress - (NC) | 3046 | NC | 22.86 |  |  | N
58732 | Pate Farm LLC | 58856 | Pate Farm | 40 Milk Dairy Rd | Red Springs | NC | 28377 | Robeson | 34.8167 | -79.1994 | SERC | CPLE | Progress Energy Carolinas - EAST |  | 22 | NR | 2 | IPP Non-CHP | N |  | Y | QF 13-229-000 | N |  |  | X |  | Duke Energy Progress - (NC) | 3046 | NC | 22.86 |  |  | N
58740 | Erwin Farm LLC | 58859 | Erwin Farm | 311 Erwin Access Rd | Erwin | NC | 28339 | Harnett | 35.3333 | -78.6614 | SERC | CPLE | Progress Energy Carolinas - EAST |  | 22 | NR | 2 | IPP Non-CHP | N |  | Y | QF13-454 | N |  |  | X |  | Duke Energy Progress - (NC) | 3046 | NC | 22.86 |  |  | N
58738 | Sigmon Catawba Farm LLC | 58861 | Sigmon Catawba Farm | 2685 Sigmon Dairy Rd | Newton | NC | 28658 | Catawba | 35.6122 | -81.2433 | SERC | DUK | Duke Energy Carolinas |  | 22 | NR | 2 | IPP Non-CHP | N |  | Y | QF 13-462-001 | N |  |  | X |  | Duke Energy Carolinas, LLC | 5416 | NC | 12.4 |  |  | N
58736 | Wagstaff Farm LLC | 58862 | Wagstaff Farm 1 | 945 Woodsdale Rd | Roxboro | NC | 27574 | Person | 36.4586 | -78.9567 | SERC | CPLE | Progress Energy Carolinas - EAST |  | 22 | NR | 2 | IPP Non-CHP | N |  | Y | QF13-6 | N |  |  | X |  | Duke Energy Progress - (NC) | 3046 | NC | 22.86 |  |  | N
58735 | Waco Farm LLC | 58863 | Waco Farm | 399 Devenny Street | Waco | NC | 28169 | Cleveland | 35.3522 | -81.4261 | SERC | DUK | Duke Energy Carolinas |  | 22 | NR | 2 | IPP Non-CHP | N |  | Y | QF 12-173-001 | N |  |  | X |  | Duke Energy Carolinas, LLC | 5416 | NC | 12.4 |  |  | N
61060 | Cypress Creek Renewables | 58864 | Sunfish Farm | 8300 Kennebec Rd | Willow Spring | NC | 27592 | Wake | 35.5581 | -78.7358 | SERC | CPLE | Progress Energy Carolinas - EAST |  | 22 | NR | 2 | IPP Non-CHP | N |  | Y | QF13-671 | N |  |  | X |  | Duke Energy Progress - (NC) | 3046 | NC | 22.86 |  |  | N
58748 | Clean Energy LLC | 58865 | Reventure Park | 11701 Mt. Holly Rd | Charlotte | NC | 28214 | Mecklenburg | 35.2944 | -80.9989 | SERC | DUK | Duke Energy Carolinas |  | 22 | NR | 3 | IPP CHP | Y | QF13-41-000 | Y | QF13-41-000 | N |  | N | X |  | Duke Energy Carolinas, LLC | 5416 | NC | 12.47 |  |  | N | [5 empty] | N | X
58743 | Garrell Solar Farm LLC | 58866 | Garrell Solar Farm | 2681 Georgia Pacific Rd | Chadbourn | NC | 28341 | Columbus | 34.3253 | -78.7931 | SERC | CPLE | Progress Energy Carolinas - EAST |  | 22 | NR | 2 | IPP Non-CHP | N |  | Y | QF12-472-001 | N |  |  | X |  | Duke Energy Progress - (NC) | 3046 | NC | 22.86 |  |  | N
58744 | Angier Farm LLC | 58867 | Angier Farm | 601 Rawls Church Rd | Angier | NC | 27501 | Harnett | 35.5164 | -78.75 | SERC | CPLE | Progress Energy Carolinas - EAST |  | 22 | NR | 2 | IPP Non-CHP | N |  | Y | QF13-182 | N |  |  | X |  | Duke Energy Progress - (NC) | 3046 | NC | 22.86 |  |  | N
58745 | Blandenboro Farm LLC | 58868 | Bladenboro Farm | 700 Forrest Drive | Bladenboro | NC | 28320 | Bladen | 34.535 | -78.8131 | SERC | CPLE | Progress Energy Carolinas - EAST |  | 22 | NR | 2 | IPP Non-CHP | N |  | Y | SP-2296 | N |  |  | X |  | Duke Energy Progress - (NC) | 3046 | NC | 22.86 |  |  | N
58749 | Rentech Nitrogen Pasadena LLC | 58870 | Rentech Nitrogen Pasadena Cogeneration | 2001 Jackson Road | Pasadena | TX | 77506 | Harris | 29.7394 | -95.1947 | TRE | ERCO | Electric Reliability Council of Texas, Inc. | Municipality | 22 | NR | 3 | IPP CHP | N |  | N |  | N |  | N | X |  | CenterPoint Energy | 8901 | TX | 69 |  |  | N | [5 empty] | N
59139 | SunEdison LLC | 58871 | Berkley East Solar LLC | 2 Myricks Street | Berkley | MA | 2779 | Bristol | 41.8239 | -71.0414 | NPCC | ISNE | ISO New England Inc. |  | 22 | NR | 2 | IPP Non-CHP | N |  | Y | QF13-391 | N |  |  | X |  | City of Taunton | 18488 | MA | 13.8 |  |  | N
12647 | ALLETE, Inc. | 58872 | Bison 4 Wind Energy Center | 5198 30th St. | New Salem | ND | 58563 | Morton | 46.98 | -101.5547 | MRO | MISO | Midcontinent Independent Transmission System Operator, Inc.. |  | 22 | RE | 1 | Electric Utility | N |  | N |  | N |  |  | X |  | ALLETE, Inc. | 12647 | MN | 230 |  |  | N | [5 empty] | X | X
58756 | Albany Engineering Corporation | 58873 | Stuyvesant Falls | 27 County Route 25A | Stuyvesant | NY | 12173 | Columbia | 42.3514 | -73.7339 | NPCC | NYIS | New York Independent System Operator | Kinderhook Creek | 22 | NR | 2 | IPP Non-CHP | N |  | Y | P-2696 | N |  | N | X |  | Niagara Mohawk Power Corp. | 13573 | NY | 34.5 |  |  | N
59462 | Heelstone Energy Holdings, LLC | 58874 | Dement Farm LLC | 5859 S. NC 39 Hwy. | Henderson | NC | 27536 | Vance | 36.27 | -78.3483 | SERC | CPLE | Progress Energy Carolinas - EAST |  | 22 | NR | 2 | IPP Non-CHP | N |  | Y | 13-8-000 | N |  | N | X |  | Duke Energy Progress - (NC) | 3046 | NC | 22 |  |  | N | [5 empty] | X | X
60556 | Fusion Solar Centre, L.L.C | 58876 | Fusion Solar Center LLC | 130 Inland Road | Baltic | CT | 6330 | New London | 41.6239 | -72.0431 | NPCC | ISNE | ISO New England Inc. |  | 22 | NR | 2 | IPP Non-CHP | N |  | Y | 15-443-000 | N |  | N | X |  | Connecticut Light & Power Co | 4176 | CT | 23 |  |  | N | [5 empty] | X | X
15477 | Public Service Elec & Gas Co | 58877 | Kinsley Landfill Solar | 2025 Delsea Drive | Sewell | NJ | 8080 | Gloucester | 39.7933 | -75.1064 | RFC | PJM | PJM Interconnection, LLC |  | 22 | RE | 1 | Electric Utility | N |  | N |  | N |  | N | X |  | Public Service Elec & Gas Co | 15477 | NJ | 230 |  |  | N | [5 empty] | N | N
58758 | CPV Smyth Generation Company LLC | 58878 | CPV Smyth Generation Company LLC | 500-700 Mulberry Lane | Atkins | VA | 24311 | Smyth | 36.8558 | -81.4133 | SERC | PJM | PJM Interconnection, LLC |  | 22 | NR | 2 | IPP Non-CHP | N |  | N |  | N |  | N | X |  | Appalachian Power Co | 733 | VA | 765
59462 | Heelstone Energy Holdings, LLC | 58879 | Duplin Solar LLC | 181 Revelle Rd | Warsaw | NC | 28398 | Duplin | 35.0119 | -78.0783 | SERC | DUK | Duke Energy Carolinas |  | 22 | NR | 2 | IPP Non-CHP | N |  | Y | 13-109-000 | N |  |  | X |  | Duke Energy Carolinas, LLC | 5416 | NC | 22 |  |  | N | [5 empty] | X | X
59462 | Heelstone Energy Holdings, LLC | 58880 | North Carolina Solar III LLC | 8621 Gibson Rd | Gibson | NC | 28343 | Scotland | 34.7667 | -79.5597 | SERC | DUK | Duke Energy Carolinas |  | 22 | NR | 2 | IPP Non-CHP | N |  | Y | 12-505-001 | N |  |  | X |  | Duke Energy Carolinas, LLC | 5416 | NC | 22 |  |  | N | [5 empty] | X | X
58753 | Sunlight General Morris Solar LLC | 58881 | County College of Morris | 214 Center Grove Rd | Randolph | NJ | 7869 | Morris | 40.8567 | -74.5814 | RFC | PJM | PJM Interconnection, LLC |  | 611 | NR | 4 | Commercial Non-CHP | N |  | N |  | N |  | N | X |  | Jersey Central Power & Lt Co | 9726 | NJ | 12.5 |  |  | N | [5 empty] | N | X
58754 | Sunlight General Mercer Solar LLC | 58882 | Mercer County Community College | 1200 Old Trenton Rd | West Windsor | NJ | 8550 | Mercer | 40.2558 | -74.6453 | RFC | PJM | PJM Interconnection, LLC |  | 611 | NR | 4 | Commercial Non-CHP | N |  | N |  | N |  |  | X |  | Public Service Elec & Gas Co | 15477 | NJ | 26 |  |  | N | [5 empty] | N | X
12341 | MidAmerican Energy Co | 58883 | Highland Wind Project (IA) | 3948 Starling Ave | Primghar | IA | 51245 | O'Brien | 43.0803 | -95.6561 | MRO | MISO | Midcontinent Independent Transmission System Operator, Inc.. |  | 22 | RE | 1 | Electric Utility | N |  | N |  | N |  | N | X |  | MidAmerican Energy Co | 12341 | IA | 345 |  |  | N
12341 | MidAmerican Energy Co | 58884 | Lundgren Wind Project | 2112 250th St | Otho | IA | 50569 | Webster | 42.3347 | -94.1708 | MRO | MISO | Midcontinent Independent Transmission System Operator, Inc.. |  | 22 | RE | 1 | Electric Utility | N |  | N |  | N |  | N | X |  | MidAmerican Energy Co | 12341 | IA | 345 |  |  | N
12341 | MidAmerican Energy Co | 58885 | Macksburg Wind Project | 310 E North St. | Macksburg | IA | 50155 | Madison | 41.2092 | -94.1036 | MRO | MISO | Midcontinent Independent Transmission System Operator, Inc.. |  | 22 | RE | 1 | Electric Utility | N |  | N |  | N |  | N | X |  | MidAmerican Energy Co | 12341 | IA | 161 |  |  | N
12341 | MidAmerican Energy Co | 58886 | Wellsburg Wind Project | 15087 205th St. | Wellsburg | IA | 50680 | Grundy | 42.3908 | -92.9667 | MRO | MISO | Midcontinent Independent Transmission System Operator, Inc.. |  | 22 | RE | 1 | Electric Utility | N |  | N |  | N |  | N | X |  | MidAmerican Energy Co | 12341 | IA | 161 |  |  | N |  | MIDAMERICAN ENERGY COMPANY
58760 | FPC Services Inc. | 58887 | Com Adam 1WF-1 | 1973 Tower Rd | Sublette | IL | 61367 | Lee | 41.6603 | -89.2497 | RFC | PJM | PJM Interconnection, LLC |  | 22 | NR | 2 | IPP Non-CHP | N |  | Y | QF07-120-001 | N |  |  | X |  | Commonwealth Edison Co | 4110 | IL | 34.5 |  |  | N | [5 empty] | X | X
58761 | White Camp Solar LLC | 58888 | White Camp Solar | 2051 State Highway 208 | Girard | TX | 77329 | Kent | 33.3442 | -100.8336 | TRE | ERCO | Electric Reliability Council of Texas, Inc. |  | 22 | NR | 2 | IPP Non-CHP | N |  | N |  | N |  |  | X |  | AEP Texas North Company | 20404 | TX | 138
58759 | Perpetual Energy Systems | 58889 | ASTI | 26150 Asti Rd | Cloverdale | CA | 95427 | Sonoma | 38.7614 | -122.9753 | WECC | CISO | California Independent System Operator |  | 22 | NR | 2 | IPP Non-CHP | N |  | N |  | N |  | N | X |  | Pacific Gas & Electric Co | 14328 | CA | 480 |  |  | N | [5 empty] | N | N
58759 | Perpetual Energy Systems | 58890 | Beringer | 2000 Main Street | Saint Helena | CA | 94574 | Sonoma | 38.5108 | -122.4797 | WECC | CISO | California Independent System Operator |  | 22 | NR | 2 | IPP Non-CHP | N |  | N |  | N |  | N | X |  | Pacific Gas & Electric Co | 14328 | CA | 480 |  |  | N | [5 empty] | N | N
57480 | Heritage Garden Wind Farm I LLC | 58891 | Big Turtle Wind Farm, LLC | 1717 N. Minden Road | Harbor Beach | MI | 48441 | Huron | 43.8508 | -82.7825 | RFC | MISO | Midcontinent Independent Transmission System Operator, Inc.. |  | 22 | NR | 2 | IPP Non-CHP | N |  | N |  | N |  |  | X |  | ITC Transmission | 56068 | MI | 120 |  |  | N
58764 | Origis Energy USA, Inc | 58892 | Camilla Solar Plant | 3010 Mount Zion Church Road | Pelham | GA | 31779 | Mitchell | 31.1839 | -84.1319 | SERC | SOCO | Southern Company Services, Inc. - Trans |  | 22 | NR | 2 | IPP Non-CHP | N |  | Y | QF12-84-001 | N |  | N | X |  | Georgia Power Co | 7140 | GA | 46 |  |  | N
58764 | Origis Energy USA, Inc | 58893 | Camp Solar Plant | 1763 River Cove Road | Woodbury | GA | 30293 | Meriwether | 32.9647 | -84.5439 | SERC | SOCO | Southern Company Services, Inc. - Trans |  | 22 | NR | 2 | IPP Non-CHP | N |  | Y | QF12-85-001 | N |  | N | X |  | Georgia Power Co | 7140 | GA | 12.46 |  |  | N
58763 | Summit Ridge Wind Holdings, LLC | 58894 | Summit Ridge I Wind Farm | Center Ridge Road | Wasco | OR | 97021 | Wasco | 45.4517 | -120.9417 | WECC | BPAT | Bonneville Power Administration |  | 22 | NR | 2 | IPP Non-CHP | N |  | N |  | N |  |  | X |  | Bonneville Power Administration | 1738 | OR | 230 |  |  | N | [5 empty] | X | X
58769 | Sunlight General Somerset Solar LLC | 58896 | Patriots Stadium | 860 East Main St | Bridgewater | NJ | 8807 | Somerset | 40.5606 | -74.5514 | RFC | PJM | PJM Interconnection, LLC |  | 711 | NR | 4 | Commercial Non-CHP | N |  | N |  | N |  |  | X |  | Public Service Elec & Gas Co | 15477 | NJ | 0.48 |  |  | N | [5 empty] | N | X
58767 | Temple University | 58897 | Temple SEGF | 1820-60 N 10th Street | Philadelphia | PA | 19122 | Philadelphia | 39.98 | -75.1506 | RFC | PJM | PJM Interconnection, LLC | Delaware River | 611 | NR | 4 | Commercial Non-CHP | N |  | N |  | N |  | N | X |  | PECO Energy Co | 14940 | PA | 13.2 |  |  | N | PHILADELPHIA GAS WORKS | TRANSCONTINENTAL GAS PIPELINE | TEXAS EASTERN TRANSMISSION LP |  |  | N | N
57170 | EDF Renewable Asset Holdings, Inc. | 58898 | Pilot Hill Wind Farm | 8753 West 7000 South Road | Hersche | IL | 60941 | Kankakee | 40.9992 | -88.0562 | RFC | PJM | PJM Interconnection, LLC |  | 22 | NR | 2 | IPP Non-CHP | N |  | N |  | N |  |  | X |  | Commonwealth Edison Co | 4110 | IL | 138 |  |  | N
15473 | Public Service Co of NM | 58899 | Prosperity Energy Storage Facility | 1100 Los Picaros | Albuquerque | NM | 87107 | Bernalillo | 35.0019 | -106.6372 | WECC | PNM | Public Service Company of New Mexico |  | 22 | RE | 1 | Electric Utility | N |  | N |  | N |  | N | X |  | Public Service Co of NM | 15473 | NM | 12.47 |  |  | Y | [5 empty] | N
58770 | Balko Wind LLC | 58900 | Balko Wind LLC |  | Balko | OK | 73931 | Beaver | 36.5181 | -100.8472 | SPP | SWPP | Southwest Power Pool |  | 22 | NR | 2 | IPP Non-CHP | N |  | N |  | Y | 15-57-000 | N | X |  | Oklahoma Gas & Electric Co | 14063 | OK | 345 |  |  | N | [5 empty] | X | X
58771 | Tri-County Water Conservancy District | 58901 | Tri-County Water Hydropower Project | 31297 Highway 550 | Ridgway | CO | 81432 | Ouray | 38.2392 | -107.7581 | WECC | WACM | Western Area Power Administration - Rocky Mountain Region | Ridgway Reservoir | 22 | NR | 2 | IPP Non-CHP | N |  | N |  | N |  | N | X |  | Tri-State G & T Assn, Inc | 30151 |  | 115 |  |  | N
58773 | Kingfisher Wind LLC | 58902 | Kingfisher Wind LLC |  | Kingfisher | OK | 73750 | Kingfisher | 35.7703 | -97.7997 | SPP | SWPP | Southwest Power Pool |  | 22 | NR | 2 | IPP Non-CHP | N |  | N |  | N |  | N | X |  | Oklahoma Gas & Electric Co | 14063 | OK | 345 |  |  | N | [5 empty] | N | X
58783 | Marseilles Land and Water Company | 58903 | Marseilles Lock and Dam Hydro | 250 Main Street | Marseilles | IL | 61341 | LaSalle | 41.3278 | -88.7011 | MRO | MISO | Midcontinent Independent Transmission System Operator, Inc.. | Illinois River | 22 | NR | 2 | IPP Non-CHP | N |  | N |  | N |  | N | X |  | Ameren Illinois Company | 56697 | IL | 34.5
58784 | Fourmile Wind Energy, LLC | 58904 | Fourmile Ridge | 853 St John's Rock Rd. | Frostburg | MD | 21532 | Garrett | 39.6411 | -79.0111 | RFC | PJM | PJM Interconnection, LLC |  | 22 | NR | 2 | IPP Non-CHP | N |  | Y | 14-721-000 | N |  | N | X |  | The Potomac Edison Company | 15263 | MD | 138 |  |  | N
58775 | Sol Orchard San Diego 22 LLC | 58906 | Valley Center 1 | 15155 Vesper Road | Valley Center | CA | 92082 | San Diego | 33.2342 | -117.0017 | WECC | CISO | California Independent System Operator |  | 22 | NR | 2 | IPP Non-CHP | N |  | Y | QF13-653 | N |  | N | X |  | San Diego Gas & Electric Co | 16609 | CA | 12 |  |  | N | [5 empty] | X | X
58776 | Sol Orchard San Diego 23 LLC | 58907 | Valley Center 2 | 15155 Vesper Road | Valley Center | CA | 92082 | San Diego | 33.2342 | -117.0017 | WECC | CISO | California Independent System Operator |  | 22 | NR | 2 | IPP Non-CHP | N |  | Y | QF13-653 | N |  |  | X |  | San Diego Gas & Electric Co | 16609 | CA | 12 |  |  | N
58785 | Beebe 1B Renewable Energy, LLC | 58908 | Beebe 1B | 5176 E Pierce Rd | Ithaca | MI | 48847 | Gratiot | 43.2569 | -84.4997 | RFC | MISO | Midcontinent Independent Transmission System Operator, Inc.. |  | 22 | NR | 2 | IPP Non-CHP | N |  | N |  | Y | 14-60-000 | N | X |  | Michigan Electric Transmission Company | 56163 | MI | 345 |  |  | N
58786 | Sol Orchard San Diego 20 LLC | 58909 | Ramona 1 | 1650 Warnock Drive | Ramona | CA | 92065 | San Diego | 33.0122 | -116.875 | WECC | CISO | California Independent System Operator |  | 22 | NR | 2 | IPP Non-CHP | N |  | Y | QF13-656 | N |  | N | X |  | San Diego Gas & Electric Co | 16609 | CA | 12 |  |  | N | [5 empty] | N
58787 | Sol Orchard San Diego 21 LLC | 58911 | Ramona 2 | 1650 Warnock Drive | Ramona | CA | 92065 | San Diego | 33.0122 | -116.875 | WECC | CISO | California Independent System Operator |  | 22 | NR | 2 | IPP Non-CHP | N |  | Y | QF13-653 | N |  |  | X |  | San Diego Gas & Electric Co | 16609 | CA | 12 |  |  | N
57104 | Golden Springs Development Company LLC | 58912 | Santa Fe Springs Rooftop Solar BLDG M | 13300 Carmenita Road | Santa Fe Springs | CA | 90670 | Los Angeles | 33.9108 | -118.0444 | WECC | CISO | California Independent System Operator |  | 22 | NR | 2 | IPP Non-CHP | N |  | N |  | N |  | N | X |  | Southern California Edison Co | 17609 | CA | 12 |  |  | N | [5 empty] | X | X
57104 | Golden Springs Development Company LLC | 58913 | Santa Fe Springs Rooftop Solar BLDG H | 13220 Orden Drive | Santa Fe Springs | CA | 90670 | Los Angeles | 33.9108 | -118.0444 | WECC | CISO | California Independent System Operator |  | 22 | NR | 2 | IPP Non-CHP | N |  | N |  | N |  | N | X |  | Southern California Edison Co | 17609 | CA | 12 |  |  | N | [5 empty] | X | X
58789 | DOD USMC Marine Air Ground Combat | 58914 | MCAGCC Cogen Plant | MCAGCC | Twentynine Palms | CA | 92278 | San Bernardino | 34.2372 | -116.0542 | WECC | CISO | California Independent System Operator |  | 22 | NR | 3 | IPP CHP | N |  | N |  | N |  | N | X |  | Southern California Edison Co | 17609 | CA | 34.5 |  |  | N | SOUTHERN CALIFORNIA GAS COMPANY |  |  |  |  | N
58790 | Copper Mountain Solar 3, LLC | 58915 | Copper Mountain Solar 3 | 15301 Hwy US 95 South | Boulder City | NV | 89006 | Clark | 35.8894 | -114.9579 | WECC | LDWP | Los Angeles Department of Water and Power |  | 22 | NR | 2 | IPP Non-CHP | N |  | N |  | Y | 14-32-000 | N | X |  | Los Angeles Department of Water & Power | 11208 | CA | 525 |  |  | N | [5 empty] | N | X
57124 | Nautilus Solar WPU LLC | 58917 | Tioga Solar Morris County 1 LLC | 161 East Hannover Ave | Morristown | NJ | 7960 | Morris | 40.8153 | -74.4758 | RFC | PJM | PJM Interconnection, LLC |  | 713 | NR | 4 | Commercial Non-CHP | N |  | N |  | N |  | N | X |  | Jersey Central Power & Lt Co | 9726 | NJ | 12.47
58791 | Pristine Sun LLC | 58918 | 2081 Terzian Solar Project | 4735 South Englehart Ave | Reedley | CA | 93654 | Fresno | 36.67 | -119.4158 | WECC | CISO | California Independent System Operator |  | 22 | NR | 2 | IPP Non-CHP | N |  | N |  | N |  | N | X |  | Pacific Gas & Electric Co | 14328 | CA | 12 |  |  | N
58791 | Pristine Sun LLC | 58919 | 2127 Harris Solar Project | 11160 Hampton Road | Live Oak | CA | 95953 | Butte | 39.2917 | -121.6697 | WECC | CISO | California Independent System Operator |  | 22 | NR | 2 | IPP Non-CHP | N |  | N |  | N |  | N | X |  | Pacific Gas & Electric Co | 14328 | CA | 12 |  |  | N
58791 | Pristine Sun LLC | 58920 | 2097 Helton Solar Project | 1219 West Tahoe Street | Merced | CA | 95348 | Merced | 37.3522 | -120.5069 | WECC | CISO | California Independent System Operator |  | 22 | NR | 2 | IPP Non-CHP | N |  | N |  | N |  | N | X |  | Pacific Gas & Electric Co | 14328 | CA | 12 |  |  | N
58383 | CH4 Biogas LLC | 58921 | Napoleon Biogas | 12329 County Road P-3 | Napoleon | OH | 43545 | Henry | 41.3556 | -84.1025 | RFC | PJM | PJM Interconnection, LLC |  | 22 | NR | 2 | IPP Non-CHP | N |  | Y | QF11-285-000 | N |  |  | X |  | The Toledo Edison Co | 18997 | OH | 13.2 |  |  | N | OHIO GAS COMPANY |  |  |  |  | N
58793 | Missouri University of Science and Technology | 58923 | Missouri S&T - Power Plant | 1300 North State Street | Rolla | MO | 65409 | Phelps | 37.9539 | -91.7744 | SERC | MISO | Midcontinent Independent Transmission System Operator, Inc.. | Municipality | 22 | NR | 2 | IPP Non-CHP | N |  | N |  | N |  | N | X |  | City of Rolla - (MO) | 16259 | MO | 34.5 |  |  | N | [5 empty] | N | N
60568 | Sugar Creek Wind One LLC | 58924 | Sugar Creek Wind One LLC | TBD | TBD | IL | 62656 | Logan | 40.0742 | -89.2919 | SERC | MISO | Midcontinent Independent Transmission System Operator, Inc.. |  | 22 | NR | 2 | IPP Non-CHP | N |  | N |  | N |  | N | X |  | Ameren Illinois Company | 56697 | IL | 138
60569 | Lincoln Land Wind, LLC | 58925 | Lincoln Land Wind | TBD | TBD | IL | 62677 | Sangamon | 39.8219 | -89.9558 | SERC | MISO | Midcontinent Independent Transmission System Operator, Inc.. |  | 22 | NR | 2 | IPP Non-CHP | N |  | N |  | N |  |  | X |  | Ameren Illinois Company | 56697 | IL | 69
58794 | American Wind Energy Management Corp. | 58926 | Sangamon Wind Two LLC | TBD | TBD | IL | 62677 | Sangamon | 39.8022 | -89.8625 | SERC | MISO | Midcontinent Independent Transmission System Operator, Inc.. |  | 22 | NR | 2 | IPP Non-CHP | N |  | N |  | N |  |  | X |  | Ameren Illinois Company | 56697 | IL | 138
58795 | Hamilton Wind Energy LLC | 58927 | Story City Wind Project | 55090 100th Street | Story City | IA | 50248 | Story | 42.2081 | -93.5994 | MRO | MISO | Midcontinent Independent Transmission System Operator, Inc.. |  | 22 | NR | 2 | IPP Non-CHP | N |  | N |  | N |  |  | X |  | ITC Midwest LLC | 56161 |  | 12.47 |  |  | N
58796 | Trishe Wind Colorado | 58928 | Trishe Wind Colorado |  | Haxtun | CO | 80731 | Phillips | 40.6272 | -102.6264 | WECC | WACM | Western Area Power Administration - Rocky Mountain Region |  | 22 | NR | 2 | IPP Non-CHP | N |  | N |  | N |  |  | X |  | WAPA-- Western Area Power Administration | 27000 | CO | 115
12286 | Melrose Public Utilities | 58929 | Melrose 2 | 116 8th Ave NE | Melrose | MN | 56352 | Stearns | 45.6764 | -94.8019 | MRO | MISO | Midcontinent Independent Transmission System Operator, Inc.. |  | 22 | RE | 1 | Electric Utility | N |  | N |  | N |  |  | X |  | Melrose Public Utilities | 12286 | MN | 12.47 |  |  | N
58766 | FGE Texas II LLC | 58930 | FGE Texas II | County Road 266 | Westbrook | TX | 79565 | Mitchell | 32.3092 | -101.0242 | TRE | ERCO | Electric Reliability Council of Texas, Inc. |  | 22 | NR | 2 | IPP Non-CHP | N |  | N |  | N |  | N | X |  | Oncor Electric Delivery Company LLC | 44372 | TX | 345
58765 | FGE Texas I LLC | 58931 | FGE Texas I | County Road 266 | Westbrook | TX | 79565 | Mitchell | 32.3086 | -101.0261 | TRE | ERCO | Electric Reliability Council of Texas, Inc. |  | 22 | NR | 2 | IPP Non-CHP | N |  | N |  | N |  | N | X |  | Oncor Electric Delivery Company LLC | 44372 | TX | 345 |  |  |  |  | ENTERPRISE TEXAS PIPELINE
58797 | Norsemen Wind Energy, LLC | 58932 | Traer Wind Project | 1937 QQ Ave | Traer | IA | 50675 | Tama | 42.1614 | -92.4425 | MRO | MISO | Midcontinent Independent Transmission System Operator, Inc.. |  | 22 | NR | 2 | IPP Non-CHP | N |  | N |  | N |  |  | X |  | ITC Midwest LLC | 56161 |  | 12.47 |  |  | N
58798 | Shell Chemical Appalachia LLC | 58933 | Shell Chemical Appalachia LLC | Frankfort Road, Potter Townshi | Monaca | PA | 15061 | Beaver | 40.6717 | -80.3364 | RFC | PJM | PJM Interconnection, LLC | Ohio River | 32511 | NR | 7 | Industrial CHP | N |  | N |  | N |  | N | X |  | Duquesne Light Co | 5487 | PA | 138 |  |  |  |  | None
58801 | Integrys MA Solar, LLC | 58934 | Integrys MA Solar, LLC - Ashburnham Site | 60 Murray Road | Ashburnham | MA | 1430 | Worcester | 42.5994 | -71.9419 | NPCC | ISNE | ISO New England Inc. |  | 22 | NR | 2 | IPP Non-CHP | N |  | Y | QF14-132-000 | N |  |  | X |  | Town of Ashburnham - (MA) | 902 | MA | 13.8 |  |  | N | [5 empty] | X | X
58800 | Cross Pollination Inc | 58935 | Open View Solar Farm | 7263 Ethan Allen Highway | New Haven | VT | 5472 | Addison | 44.1394 | -73.2039 | NPCC | ISNE | ISO New England Inc. |  | 22 | NR | 2 | IPP Non-CHP | N |  | Y | QF 13-292-000 | N |  | N | X |  | Green Mountain Power Corp | 7601 | VT | 12.47 |  |  | N | [5 empty] | X | X
58802 | Walpole Solar 2, LLC | 58936 | Walpole Solar 2 | 33 Industrial Road | Walpole | MA | 2081 | Norfolk | 42.1172 | -71.2658 | NPCC | ISNE | ISO New England Inc. |  | 22 | NR | 2 | IPP Non-CHP | N |  | Y | QF 14-47 | N |  | N | X |  | NSTAR Electric Company | 54913 | MA | 15.2 |  |  | N | [5 empty] | N | N
58803 | Gardner Solar 1, LLC | 58937 | Gardner Solar 1 | 760 West Street | Gardner | MA | 1440 | Worcester | 42.5864 | -72.0308 | NPCC | ISNE | ISO New England Inc. |  | 22 | NR | 2 | IPP Non-CHP | N |  | Y | QF 14-46 | N |  | N | X |  | Massachusetts Electric Co | 11804 | MA | 15.2 |  |  | N | [5 empty] | N | N
59380 | Enel Green Power NA, Inc. | 58938 | Origin Wind | 1593 Indian Road | Hennepin | OK | 73444 | Murray | 34.4461 | -97.2697 | SPP | SWPP | Southwest Power Pool |  | 22 | NR | 2 | IPP Non-CHP | N |  | N |  | N |  |  | X |  | Oklahoma Gas & Electric Co | 14063 | OK | 138 |  |  | N
57421 | BayWa r.e Wind LLC | 58939 | Anderson Wind I | 3643 Aberdeen Road | Hagerman | NM | 88232 | Chaves | 33.0294 | -103.8558 | SPP | SWPP | Southwest Power Pool |  | 22 | NR | 2 | IPP Non-CHP | N |  | Y | QF14-470-001 | N |  | N | X |  | Lea County Electric Coop, Inc | 10817 | NM | 69 |  |  | N | [5 empty] | N | X
57421 | BayWa r.e Wind LLC | 58940 | Anderson Wind II | 3643 Aberdeen Road | Hagerman | NM | 88232 | Chaves | 33.0139 | -103.865 | SPP | SWPP | Southwest Power Pool |  | 22 | NR | 2 | IPP Non-CHP | N |  | Y | QF11-443-002 | N |  | N | X |  | Lea County Electric Coop, Inc | 10817 | NM | 69 |  |  | N | [5 empty] | N | X
58804 | Lake Erie Energy Development Corp | 58941 | Icebreaker Offshore Wind Farm | 5251 N Marginal Road | Cleveland | OH | 44115 | Cuyahoga | 41.6058 | -81.8058 | RFC | PJM | PJM Interconnection, LLC |  | 22 | NR | 2 | IPP Non-CHP | N |  | N |  | N |  | N | X |  | City of Cleveland - (OH) | 3762 | OH | 69 |  |  | N | [5 empty] | N | X
58808 | Rockville Solar I LLC | 58942 | Rockville Solar I LLC | 7601 Rockville Road | Indianapolis | IN | 46231 | Marion | 39.7631 | -86.3011 | RFC | MISO | Midcontinent Independent Transmission System Operator, Inc.. |  | 22 | NR | 2 | IPP Non-CHP | N |  | N |  | N |  | N | X |  | Indianapolis Power & Light Co | 9273 | IN | 13.2 |  |  | N | [5 empty] | X | X
59369 | HXOap Solar One, LLC | 58943 | Halifax | 460 Airport Road | Roanoke Rapids | NC | 27879 | Halifax | 36.4419 | -77.7114 | SERC | PJM | PJM Interconnection, LLC |  | 22 | NR | 2 | IPP Non-CHP | N |  | Y | 13-374 | N |  | N | X |  | Virginia Electric & Power Co | 19876 | NC | 34.5 | 13.2 |  | N
39347 | East Texas Electric Coop, Inc | 58944 | Woodville Renewable Power Project | 1580 CR 1020 | Woodville | TX | 75979 | Tyler | 30.7483 | -94.4375 | SERC | MISO | Midcontinent Independent Transmission System Operator, Inc.. | City of Woodville Wastewater | 22 | RE | 1 | Electric Utility | N |  | N |  | N |  | N | X |  | Entergy Texas Inc. | 55937 | TX | 138 |  |  | N | [5 empty] | N | X
58809 | Simonds International | 58945 | Simonds | 135 Intervale Rd | Fitchburg | MA | 1420 | Middlesex | 42.5678 | -71.7739 | NPCC | ISNE | ISO New England Inc. | well | 22 | NR | 3 | IPP CHP | N |  | N |  | N |  | N | X |  | Unitil Energy Systems | 24590 | NH | 13.8 |  |  | N | NORTHERN UTILITIES INC |  |  |  |  | N | X
58811 | Ameresco Dallas LLC | 58946 | Ameresco Dallas LLC | 10011 Log Cabin Road | Dallas | TX | 75253 | Dallas | 32.6486 | -96.6444 | TRE | ERCO | Electric Reliability Council of Texas, Inc. |  | 22 | NR | 2 | IPP Non-CHP | N |  | Y | QF12-295-000 | N |  | N | X |  | Oncor Electric Delivery Company LLC | 44372 | TX | 13.8 |  |  | N | [5 empty] | N | X
2265 | Bristol-Myers Squibb Co | 58947 | Bristol Myers Squibb Lawrenceville | Route 206 & Province Line road | Lawrenceville | NJ | 8540 | Mercer | 40.3247 | -74.7078 | RFC | PJM | PJM Interconnection, LLC | Municipality | 22 | NR | 2 | IPP Non-CHP | N |  | N |  | N |  | N | X |  | Public Service Elec & Gas Co | 15477 | NJ | 69 |  |  | N |  | PUBLIC SERVICE ELECTRIC & GAS CO |  |  |  | N | X
2265 | Bristol-Myers Squibb Co | 58948 | Bristol Myers Squibb Wallingford | 5 Research Parkway | Wallingford | CT | 6492 | New Haven | 41.4836 | -72.7564 | NPCC | ISNE | ISO New England Inc. |  | 22 | NR | 2 | IPP Non-CHP | N |  | N |  | N |  | N | X |  | Town of Wallingford - (CT) | 20038 | CT | 13.8 |  |  | N | YANKEE GAS SVC CO |  |  |  |  | N | X
58812 | GLT Cloverdale Solar LLC | 58949 | Cloverdale Solar I | 200 Kelley Rd | Cloverdale | CA | 95425 | Sonoma | 38.7731 | -123.0178 | WECC | CISO | California Independent System Operator |  | 22 | NR | 2 | IPP Non-CHP | N |  | N |  | N |  |  | X |  | Pacific Gas & Electric Co | 14328 | CA | 12 |  |  | N
58815 | KDC Solar RTC LLC | 58951 | Delilah Road Landfill | 1307 Doughty Road, 34 Atlantic | Egg Harbor | NJ | 8234 | Atlantic | 39.4161 | -74.5439 | RFC | PJM | PJM Interconnection, LLC |  | 22 | NR | 2 | IPP Non-CHP | N |  | N |  | Y | ER13-1481-000 | N | X |  | Atlantic City Electric Co | 963 | NJ | 12.47 |  |  | N
58816 | Dessie Solar Center LLC | 58952 | Dessie Solar Center LLC | 784 Dessie Rd | Chadbourn | NC | 28431 | Columbus | 34.3028 | -78.8358 | SERC | CPLE | Progress Energy Carolinas - EAST |  | 22 | NR | 2 | IPP Non-CHP | N |  | Y | E-100 Sub 117 | N |  |  | X |  | Duke Energy Progress - (NC) | 3046 | NC | 23 |  |  | N
58817 | Rockville Solar II, LLC | 58953 | Rockville Solar II, LLC | 7900 Rockville Road | Indianapolis | IN | 46214 | Marion | 39.7669 | -86.3 | RFC | MISO | Midcontinent Independent Transmission System Operator, Inc.. |  | 22 | NR | 2 | IPP Non-CHP | N |  | N |  | N |  | N | X |  | Indianapolis Power & Light Co | 9273 | IN | 13.2 |  |  | N | [5 empty] | X | X
60947 | Tesla Inc. | 58954 | Intel Folsom Phase 2 | 1900 Prairie City Rd | Folsom | CA | 95360 | Sacramento | 38.6436 | -121.1639 | WECC | BANC | Balancing Authority of Northern California |  | 22 | NR | 2 | IPP Non-CHP | N |  | N |  | N |  |  | X |  | Sacramento Municipal Util Dist | 16534 | CA | 0.48 |  |  | N
58818 | BearPond Solar Center LLC | 58955 | BearPond Solar Center LLC | 1589 BearPond Rd | Henderson | NC | 27537 | Vance | 36.2761 | -78.3772 | SERC | CPLE | Progress Energy Carolinas - EAST |  | 22 | NR | 2 | IPP Non-CHP | N |  | Y | No E-100 Sub 117 | N |  |  | X |  | Duke Energy Progress - (NC) | 3046 | NC | 23 |  |  | N
58820 | Shankle Solar Center LLC | 58956 | Shankle Solar Center LLC | Shankle Rd | Shannon | NC | 28386 | Hoke | 34.9439 | -79.1958 | SERC | CPLE | Progress Energy Carolinas - EAST |  | 22 | NR | 2 | IPP Non-CHP | N |  | Y | No E-100, Sub 117 | N |  |  | X |  | Duke Energy Progress - (NC) | 3046 | NC | 23 |  |  | N
58819 | Graham Solar Center LLC | 58957 | Graham Solar Center LLC | 431 Graham St | Fair Bluff | NC | 28439 | Columbus | 34.3097 | -79.0144 | SERC | CPLE | Progress Energy Carolinas - EAST |  | 22 | NR | 2 | IPP Non-CHP | N |  | Y | NCUC Docket No E-100 Sub 117 | N |  |  | X |  | Duke Energy Progress - (NC) | 3046 | NC | 23 |  |  | N
58821 | Camelot Wind LLC | 58958 | Camelot Wind LLC | Camelot Drive 125 Rear | Plymouth | MA | 2360 | Plymouth | 41.9253 | -70.64 | NPCC | ISNE | ISO New England Inc. |  | 22 | NR | 2 | IPP Non-CHP | N |  | N |  | N |  |  | X |  | NSTAR Electric Company | 54913 | MA | 24 |  |  | N
58822 | MC Power Companies Inc | 58959 | Butler Solar Power Project | 920 Enterprise Rd | Butler | MO | 64730 | Bates | 38.27 | -94.35 | SPP | SWPP | Southwest Power Pool |  | 22 | NR | 2 | IPP Non-CHP | N |  | Y | QF14-472-000 | N |  |  | X |  | City of Butler - (MO) | 2647 | MO | 12.47 |  |  | N
58824 | City of Santa Rosa | 58960 | Subregional Water Reclamation Facility | 4300 Llano Road | Santa Rosa | CA | 95407 | Sonoma | 38.3689 | -122.7658 | WECC | CISO | California Independent System Operator | NA | 22132 | NR | 5 | Commercial CHP | N |  | N |  | N |  | N | X |  | Pacific Gas & Electric Co | 14328 | CA | 60 |  |  | N | PACIFIC GAS |  |  |  |  | N | X
60947 | Tesla Inc. | 58961 | Oregon University System OIT Klamath Fal | 3201 Campus Drive | Klamath Falls | OR | 97601 | Klamath | 42.2542 | -121.785 | WECC | PACW | PacifiCorp - West |  | 22 | NR | 2 | IPP Non-CHP | N |  | Y | QF14-198-000 | N |  |  | X |  | PacifiCorp | 14354 | OR | 0.48 |  |  | N
60947 | Tesla Inc. | 58963 | Las Virgenes Municipal Water District | 4232 Las Virgenes Rd | Calabasas | CA | 91302 | Los Angeles | 34.1361 | -118.7019 | WECC | CISO | California Independent System Operator |  | 22 | NR | 2 | IPP Non-CHP | N |  | N |  | N |  |  | X |  | Southern California Edison Co | 17609 | CA | 0.48 |  |  | N
58825 | WE 90 Technology Drive LLC | 58964 | Technology Drive Solar | 92 Technology Drive | Brattleboro | VT | 5301 | Windham | 42.8761 | -72.5658 | NPCC | ISNE | ISO New England Inc. |  | 22 | NR | 2 | IPP Non-CHP | N |  | N |  | N |  |  | X |  | Green Mountain Power Corp | 7601 | VT | 12.47 |  |  | N
12199 | Montana-Dakota Utilities Co | 58965 | Thunder Spirit Wind, LLC | 2nd Street NE | Hettinger | ND | 58639 | Adams | 46.075 | -102.5633 | MRO | MISO | Midcontinent Independent Transmission System Operator, Inc.. |  | 22 | RE | 1 | Electric Utility | N |  | N |  | N |  | N | X |  | Montana-Dakota Utilities Co | 12199 | ND | 230 |  |  | N | [5 empty] | X | X
60025 | Greenbacker Renewable Energy Corporation | 58966 | Fairfield Wind | 175 7th Rd NE | Fairfield | MT | 59436 | Teton | 47.7233 | -111.9653 | WECC | NWMT | NorthWestern Energy (NWMT) |  | 22 | NR | 2 | IPP Non-CHP | N |  | Y | 11450004 | N |  |  | X |  | Sun River Electric Coop, Inc | 18401 | MT | 69 |  |  | N
58834 | CH4 Power Inc | 58967 | IDE 1 LLC | 2800 N 4200 E | Twin Falls | ID | 83334 | Jerome | 42.7569 | -114.2219 | WECC | IPCO | Idaho Power Company |  | 22 | NR | 2 | IPP Non-CHP | N |  | N |  | N |  | N | X |  | Idaho Power Co | 9191 | ID | 12 |  |  | N
58834 | CH4 Power Inc | 58968 | IDE 2 LLC | 303 N County Line Road | Jerome | ID | 83334 | Jerome | 42.7569 | -114.6133 | WECC | IPCO | Idaho Power Company |  | 22 | NR | 2 | IPP Non-CHP | N |  | N |  | N |  |  | X |  | Idaho Power Co | 9191 | ID | 21 |  |  | N
58834 | CH4 Power Inc | 58969 | IDE 3 LLC | 2300 S 1500 E | Gooding | ID | 83330 | Gooding | 42.8661 | -114.7928 | WECC | IPCO | Idaho Power Company |  | 22 | NR | 2 | IPP Non-CHP | N |  | N |  | N |  |  | X |  | Idaho Power Co | 9191 | ID | 21 |  |  | N
58834 | CH4 Power Inc | 58970 | IDE 4 LLC | 2326 East 3600 | Jerome | ID | 83338 | Jerome | 42.6825 | -114.6281 | WECC | IPCO | Idaho Power Company |  | 22 | NR | 2 | IPP Non-CHP | N |  | N |  | N |  |  | X |  | Idaho Power Co | 9191 | ID | 21 |  |  | N
58834 | CH4 Power Inc | 58971 | California Dairy Energy I LLC | 6901 Avenue 280 | Visalia | CA | 93277 | Tulare | 36.295 | -119.4167 | WECC | CISO | California Independent System Operator |  | 22 | NR | 2 | IPP Non-CHP | N |  | N |  | N |  |  | X |  | Southern California Edison Co | 17609 | CA | 12 |  |  | N
24211 | Tucson Electric Power Co | 58972 | Fort Huachuca Solar PV Project | Kelsay Ave. Fort Huachuca Army | Sierra Vista | AZ | 85613 | Cochise | 31.5553 | -110.35 | WECC | TEPC | Tucson Electric Power Company |  | 22 | RE | 1 | Electric Utility | N |  | N |  | N |  | N | X |  | Tucson Electric Power Co | 24211 | AZ | 13.8 |  |  | N | [5 empty] | N | N
56769 | Consolidated Edison Development Inc. | 58973 | White River Solar 2 | 4800 Road 50 | Alpaugh | CA | 93201 | Tulare | 35.8747 | -119.0461 | WECC | CISO | California Independent System Operator |  | 22 | NR | 2 | IPP Non-CHP | N |  | N |  | N |  |  | X |  | Pacific Gas & Electric Co | 14328 | CA | 115 |  |  | N
58837 | Fairview Farms Solar LLC | 58974 | Fairview Farms Solar | 345 Long Plain Rd | Whateley | MA | 1375 | Franklin | 42.4597 | -72.6103 | NPCC | ISNE | ISO New England Inc. |  | 22 | NR | 2 | IPP Non-CHP | N |  | N |  | N |  | N | X |  | Western Massachusetts Electric Company | 20455 | MA | 13.8 |  |  | N | [5 empty] | X | X
17650 | Southern Power Co | 58975 | Henrietta Solar Project | 19177 Kent Ave. | Lemoore | CA | 19177 | Kings | 36.2188 | -119.8058 | WECC | CISO | California Independent System Operator |  | 22 | NR | 2 | IPP Non-CHP | N |  | N |  | N |  | N | X |  | Pacific Gas & Electric Co | 14328 | CA | 115 |  |  | N | [5 empty] | X | X
10210 | Ketchikan Public Utilities | 58977 | Whitman | 298 Powerhouse Road | Ketchikan | AK | 99901 | Ketchikan Gateway | 55.3281 | -131.5308 |  |  |  | Whitman Lake | 22 | RE | 1 | Electric Utility | N |  | N |  | N |  |  | X |  | Ketchikan Public Utilities | 10210 | AK | 34.5 |  |  | N
58839 | Central Valley Ag Power LLC | 58978 | Central Valley Ag Power | 5509 Langworth Rd | Oakdale | CA | 95361 | Stanislaus | 37.7197 | -120.8986 | WECC | CISO | California Independent System Operator |  | 22 | NR | 2 | IPP Non-CHP | N |  | N |  | N |  | N | X |  | Pacific Gas & Electric Co | 14328 | CA | 17.2 |  |  | N | [5 empty] | N | N
58840 | Copenhagen Wind Farm, LLC | 58979 | Copenhagen Wind Farm | County Road 12 | Copenhagen | NY | 13626 | Lewis | 43.9131 | -75.6986 | NPCC | NYIS | New York Independent System Operator |  | 22 | NR | 2 | IPP Non-CHP | N |  | N |  | N |  | N | X |  | Niagara Mohawk Power Corp. | 13573 | NY | 115 |  |  | N | [5 empty] | X | X
222 | City of Akron | 58980 | Akron WRF | 2460 Akron Peninsula Rd | Akron | OH | 44313 | Summit | 41.1533 | -81.5689 | RFC | PJM | PJM Interconnection, LLC |  | 22132 | NR | 5 | Commercial CHP | N |  | N |  | N |  | N | X |  | Ohio Edison Co | 13998 | OH | 69 |  |  | N |  | DOMINION TRANSMISSION INCORPORATED
58841 | Broken Bow Wind II, LLC | 58981 | Broken Bow Wind II, LLC | 80538 Round Valley Road | Broken Bow | NE | 68822 | Custer | 41.3239 | -99.3231 | MRO | SWPP | Southwest Power Pool |  | 22 | NR | 2 | IPP Non-CHP | N |  | Y | 14,54,000 | Y | 14,37,000 | N | X |  | Nebraska Public Power District | 13337 | NE | 120 |  |  | N | [5 empty] | X | X
4329 | Copper Valley Elec Assn, Inc | 58982 | Allison Creek Hydro | Mile 1 Dayville Rd | Valdez | AK | 99686 | Valdez Cordova | 61.0844 | -146.3533 |  |  |  | Allison Creek | 22 | RE | 1 | Electric Utility | N |  | N |  | N |  | N | X |  | Copper Valley Elec Assn, Inc | 4329 | AK | 14.4 | 138 |  | N
58468 | Dominion Renewable Energy | 58983 | RE Camelot LLC | 13609 Holt Street | Mojave | CA | 93501 | Kern | 35.0267 | -118.1856 | WECC | CISO | California Independent System Operator |  | 22 | NR | 2 | IPP Non-CHP | N |  | N |  | Y | EG14-29-000 | N | X |  | Southern California Edison Co | 17609 | CA | 66 |  |  | N
58468 | Dominion Renewable Energy | 58984 | RE Adams East, LLC | 8008 S. Derrick Ave | Fresno | CA | 93668 | Fresno | 36.6175 | -120.2908 | WECC | CISO | California Independent System Operator |  | 22 | NR | 2 | IPP Non-CHP | N |  | Y | QF13-49-003 | N |  | N | X |  | Pacific Gas & Electric Co | 14328 | CA | 70 |  |  | N
58468 | Dominion Renewable Energy | 58985 | RE Kansas Solar, LLC | 15515 21st Ave | Lemoore | CA | 93245 | Kings | 36.2478 | -119.8339 | WECC | CISO | California Independent System Operator |  | 22 | NR | 2 | IPP Non-CHP | N |  | Y | QF13-48-003 | N |  | N | X |  | Pacific Gas & Electric Co | 14328 | CA | 115 |  |  | N
58468 | Dominion Renewable Energy | 58986 | RE Old River One, LLC | 7701 Shafter Rd | Bakersfield | CA | 93313 | Kern | 35.2233 | -119.0889 | WECC | CISO | California Independent System Operator |  | 22 | NR | 2 | IPP Non-CHP | N |  | Y | QF13-603-002 | N |  | N | X |  | Pacific Gas & Electric Co | 14328 | CA | 70 |  |  | N
58842 | Power Company of Wyoming LLC | 58987 | Chokecherry and Sierra Madre Wind |  | NA | WY | 82331 | Carbon | 41.6831 | -107.2 | WECC | PACE | PacifiCorp - East |  | 22 | NR | 2 | IPP Non-CHP | N |  | N |  | N |  | N | X |  | PacifiCorp | 14354 | OR | 230 |  |  | N | [5 empty] | N | N
58843 | Searchlight Wind Energy LLC | 58988 | Searchlight Wind | NA | Boulder City | NV | 89046 | Clark | 35.4669 | -114.8736 | WECC | WALC | Western Area Power Administration - Desert Southwest Region |  | 22 | NR | 2 | IPP Non-CHP | N |  | N |  | N |  | N | X |  | WAPA-- Western Area Power Administration | 27000 | NV | 230
11824 | Matanuska Electric Assn Inc | 58989 | Eklutna Generation Station | 28705 Denaina Elders Road | Chugiak | AK | 99567 | Anchorage | 61.4578 | -149.3514 |  |  |  |  | 22 | RE | 1 | Electric Utility | N |  | N |  | N |  | N | X |  | Matanuska Electric Assn Inc | 11824 | AK | 115 |  |  | N | ENSTAR NAT GAS |  |  |  |  | N | X
58468 | Dominion Renewable Energy | 58990 | RE Columbia Two, LLC | 13655 Holt Street | Mojave | CA | 93501 | Kern | 35.0267 | -118.1856 | WECC | CISO | California Independent System Operator |  | 22 | NR | 2 | IPP Non-CHP | N |  | N |  | Y | EG14-18-000 | N | X |  | Southern California Edison Co | 17609 | CA | 66 |  |  | N
58468 | Dominion Renewable Energy | 58991 | RE Kent South, LLC | 17264 25th Ave. | Lemoore | CA | 93245 | Kings | 36.2261 | -119.9053 | WECC | CISO | California Independent System Operator |  | 22 | NR | 2 | IPP Non-CHP | N |  | Y | QF13-47-003 | N |  | N | X |  | Pacific Gas & Electric Co | 14328 | CA | 70 |  |  | N
58844 | Dept of Corrections NCCI Wind | 58992 | Dept of Corrections NCCI Wind | 500 Gardner Rd | Gardner | MA | 1440 | Worcester | 42.5722 | -71.9447 | NPCC | ISNE | ISO New England Inc. |  | 92214 | NR | 4 | Commercial Non-CHP | N |  | N |  | N |  | N | X |  | Massachusetts Electric Co | 11804 | MA | 13.8 |  |  | N
58845 | Pine Tree Landfill | 58993 | Pine Tree Landfill Gas to Energy | 358 Emerson Mill Rd | Hampden | ME | 4444 | Penobscot | 44.7686 | -68.8617 | NPCC | ISNE | ISO New England Inc. |  | 22 | NR | 2 | IPP Non-CHP | N |  | N |  | N |  | N | X |  | Emera Maine | 1179 | ME | 12.4 |  |  | N | [5 empty] | N | N
59394 | NextEra Energy Resources Breckinridge | 58994 | Breckinridge Wind Project LLC | 13113 East Phillips Ave | Enid | OK | 73701 | Garfield | 36.4769 | -97.6856 | SPP | SWPP | Southwest Power Pool |  | 22 | NR | 2 | IPP Non-CHP | N |  | N |  | N |  |  | X |  | Grand River Dam Authority | 7490 | OK | 138 |  |  | N
58828 | St. Olaf College | 58995 | St. Olaf Wind Turbine | 1520 St. Olaf Ave. | Northfield | MN | 55057 | Rice | 44.4622 | -93.1928 | MRO | MISO | Midcontinent Independent Transmission System Operator, Inc.. |  | 22 | NR | 2 | IPP Non-CHP | N |  | N |  | N |  |  | X |  | Northern States Power Co - Minnesota | 13781 | MN | 13.8 |  |  | N | [5 empty] | X | X
58828 | St. Olaf College | 58996 | St. Olaf StandBy Generators | 1520 St. Olaf Ave. | Northfield | MN | 55057 | Rice | 44.4611 | -93.1808 | MRO | MISO | Midcontinent Independent Transmission System Operator, Inc.. |  | 22 | NR | 2 | IPP Non-CHP | N |  | N |  | N |  |  | X |  | Northern States Power Co - Minnesota | 13781 | MN | 13.8 |  |  | N
58846 | Southeast Renewable Fuels, LLC | 58997 | SRF Sorghum to Ethanol Advanced Biorefin | 18400 County Road 835 | Clewiston | FL | 33340 | Hendry | 26.5881 | -80.9811 | FRCC | SEC | Seminole Electric Cooperative | Wells | 325193 | NR | 6 | Industrial Non-CHP | N |  | N |  | N |  |  | X |  | Glades Electric Coop, Inc | 7264 | FL | 69 |  |  | N | [5 empty] | X | X
59380 | Enel Green Power NA, Inc. | 58998 | Goodwell Wind Project LLC |  | Goodwell | OK | 73939 | Texas | 36.5414 | -101.5656 | SPP | SWPP | Southwest Power Pool |  | 22 | NR | 2 | IPP Non-CHP | N |  | N |  | N |  |  | X |  | Southwestern Public Service Co | 17718 | TX | 115 |  |  | N
59380 | Enel Green Power NA, Inc. | 58999 | Little Elk Wind Project LLC |  | Rocky | OK | 73661 | Washita | 35.1947 | -98.9072 | SPP | SWPP | Southwest Power Pool |  | 22 | NR | 2 | IPP Non-CHP | N |  | N |  | N |  |  | X |  | Western Farmers Elec Coop, Inc | 20447 |  | 69 |  |  | N
15477 | Public Service Elec & Gas Co | 59001 | Parkland Landfill Solar | 1070 Rt 206 | Bordentown | NJ | 8505 | Burlington | 40.1275 | -74.7108 | RFC | PJM | PJM Interconnection, LLC |  | 22 | RE | 1 | Electric Utility | N |  | N |  | N |  | N | X |  | Public Service Elec & Gas Co | 15477 | NJ | 26 |  |  | N | [5 empty] | N | N
58847 | Carlsbad Energy Center | 59002 | Carlsbad Energy Center | 4600 Carlsbad Boulevard | Carlsbad | CA | 92008 | San Diego | 33.14 | -117.3336 | WECC | CISO | California Independent System Operator |  | 22 | NR | 2 | IPP Non-CHP | N |  | N |  | N |  |  | X |  | San Diego Gas & Electric Co | 16609 | CA | 138 | 230 |  | N |  | None |  |  |  | N | N
56990 | NJR Clean Energy Ventures Corporation | 59003 | Two Dot Wind Farm | 8794 US Highway 12 | Two Dot | MT | 59085 | Wheatland | 46.4494 | -110.0872 | WECC | NWMT | NorthWestern Energy (NWMT) |  | 22 | NR | 2 | IPP Non-CHP | N |  | Y | QF10-668-000 | N |  | N | X |  | NorthWestern Energy LLC - (MT) | 12825 | MT | 100 |  |  | N | [5 empty] | N | X
58848 | Green Energy Partners LLC | 59004 | Stonewall | 20260 Energy Park Dr | Leesburg | VA | 20175 | Loudoun | 39.0581 | -77.545 | SERC | PJM | PJM Interconnection, LLC | Municipality | 22 | NR | 2 | IPP Non-CHP | N |  | N |  | N |  | N | X |  | Virginia Electric & Power Co | 19876 | VA | 230 |  |  | N |  | DOMINION TRANSMISSION INCORPORATED |  |  |  | N | X
60475 | Mariah Holdings II LLC c/o CAMS | 59005 | Mariah del Norte | 2145 County Rd E | Friona | TX | 79035 | Parmer | 34.6675 | -102.5778 | TRE | ERCO | Electric Reliability Council of Texas, Inc. |  | 22 | NR | 2 | IPP Non-CHP | N |  | N |  | Y | 16-113-000 | N | X |  | Sharyland Utilities LP | 17008 | TX | 345 |  |  | N
58849 | Mariah del Este LLC | 59006 | Mariah East | CR 21 and CR D | Friona | TX | 79035 | Parmer | 34.6944 | -102.6717 | TRE | ERCO | Electric Reliability Council of Texas, Inc. |  | 22 | NR | 2 | IPP Non-CHP | N |  | N |  | N |  | N | X |  | Sharyland Utilities LP | 17008 | TX | 345 |  |  | N | [5 empty] | N | X
58850 | Mariah del Sur LLC | 59007 | Mariah South | CR 27 and CR L | Friona | TX | 79035 | Parmer | 34.5814 | -102.5697 | TRE | ERCO | Electric Reliability Council of Texas, Inc. |  | 22 | NR | 2 | IPP Non-CHP | N |  | N |  | N |  | N | X |  | Sharyland Utilities LP | 17008 | TX | 345 |  |  | N | [5 empty] | X | X
58661 | Sustainable Power Group, LLC | 59008 | Woodmere Solar Farm | 16161 Muller Road | Edison | CA | 93307 | Kern | 35.3231 | -118.8214 | WECC | CISO | California Independent System Operator |  | 22 | NR | 2 | IPP Non-CHP | N |  | N |  | N |  | N | X |  | Pacific Gas & Electric Co | 14328 | CA | 115 |  |  | N | [5 empty] | N | X
58661 | Sustainable Power Group, LLC | 59009 | Hayworth Solar | 16162 Muller Road | Edison | CA | 93307 | Kern | 35.3253 | -118.8786 | WECC | CISO | California Independent System Operator |  | 22 | NR | 2 | IPP Non-CHP | N |  | N |  | N |  | N | X |  | Pacific Gas & Electric Co | 14328 | CA | 115 |  |  | N | [5 empty] | N | X
17650 | Southern Power Co | 59010 | Macho Springs | 18120 Hatch Hwy NE | Deming | NM | 88030 | Luna | 32.57 | -107.48 | WECC | EPE | El Paso Electric Company |  | 22 | NR | 2 | IPP Non-CHP | N |  | N |  | N |  | N | X |  | El Paso Electric Co | 5701 | NM | 345 |  |  | N | [5 empty] | X | X
58860 | Southbridge Recycling and Disposal Park | 59011 | Southbridge Landfill Gas-to-Energy | 165 Barefoot Rd. | Southbridge | MA | 1550 | Worcester | 42.1044 | -72.0325 | NPCC | ISNE | ISO New England Inc. |  | 22 | NR | 2 | IPP Non-CHP | N |  | Y | QF12-68-000 | N |  | N | X |  | Massachusetts Electric Co | 11804 | MA | 13.2 |  |  | N
58862 | DC Water | 59012 | DC Water CHP | 5000 Overlook Ave SW | Washington | DC | 20032 | District of Columbia | 38.8206 | -77.0183 | SERC | PJM | PJM Interconnection, LLC | PD | 22 | NR | 3 | IPP CHP | N |  | N |  | N |  | N | X |  | PECO Energy Co | 14940 | PA | 480 |  |  | N |  | WASHINGTON GAS LIGHT COMPANY |  |  |  | N
58863 | Main Street Power | 59013 | Scituate PV | 280 Driftway Rd | Scituate | MA | 2066 | Plymouth | 42.1775 | -70.7406 | NPCC | ISNE | ISO New England Inc. |  | 22 | NR | 2 | IPP Non-CHP | N |  | Y | QF12-420-001 | N |  |  | X |  | Massachusetts Electric Co | 11804 | MA | 13.8 |  |  | N | [5 empty] | X | X
58863 | Main Street Power | 59014 | Bolton PV | 125 Still River Rd | Bolton | MA | 1740 | Worcester | 42.4497 | -71.6431 | NPCC | ISNE | ISO New England Inc. |  | 22 | NR | 2 | IPP Non-CHP | N |  | Y | QF14-246-000 | N |  |  | X |  | Massachusetts Electric Co | 11804 | MA | 13.8 |  |  | N | [5 empty] | N | N
58863 | Main Street Power | 59015 | Stow PV | 93 Delaney St | Stow | MA | 1775 | Middlesex | 42.4369 | -71.5061 | NPCC | ISNE | ISO New England Inc. |  | 22 | NR | 2 | IPP Non-CHP | N |  | Y | QF12-247-000 | N |  |  | X |  | Town of Hudson - (MA) | 8973 | MA | 13.8 |  |  | N
61060 | Cypress Creek Renewables | 59017 | Carol Jean Solar | 769 Fowler Rd. | Walnut Cove | NC | 27052 | Stokes | 36.3161 | -80.1444 | SERC | DUK | Duke Energy Carolinas |  | 22 | NR | 2 | IPP Non-CHP | N |  | Y | SP-2551 | N |  | N | X |  | Duke Energy Carolinas, LLC | 5416 | NC | 22.86 |  |  | N
58864 | Lake County Solar LLC | 59018 | East Chicago | 329 East Columbus Dr. | East Chicago | IN | 46312 | Lake | 41.6322 | -87.4692 | RFC | MISO | Midcontinent Independent Transmission System Operator, Inc.. |  | 22 | NR | 2 | IPP Non-CHP | N |  | Y | 13-492-000 | N |  | N | X |  | Northern Indiana Pub Serv Co | 13756 | IN | 34.5 |  |  | N | [5 empty] | X | X
58864 | Lake County Solar LLC | 59019 | Griffith | 123 S. Pipeline Drive | Griffith | IN | 46319 | Lake | 41.5214 | -87.4361 | RFC | MISO | Midcontinent Independent Transmission System Operator, Inc.. |  | 22 | NR | 2 | IPP Non-CHP | N |  | Y | QF13-498-000 | N |  | N | X |  | Northern Indiana Pub Serv Co | 13756 | IN | 34.5 |  |  | N | [5 empty] | X | X
803 | Arizona Public Service Co | 59020 | Gila Bend | 32700 W Powerline Rd | Gila Bend | AZ | 85337 | Maricopa | 32.9408 | -112.8814 | WECC | AZPS | Arizona Public Service Company |  | 22 | RE | 1 | Electric Utility | N |  | N |  | N |  | N | X |  | Arizona Public Service Co | 803 | AZ | 12.47 |  |  | N
58865 | Hoopeston Wind LLC | 59021 | Hoopeston Wind LLC |  | Hoopeston | IL | 60962 | Vermilion | 40.3997 | -87.7992 | SERC | MISO | Midcontinent Independent Transmission System Operator, Inc.. |  | 22 | NR | 2 | IPP Non-CHP | N |  | N |  | N |  | N | X |  | Ameren Illinois Company | 56697 | IL | 138 |  |  | N
58867 | Kingston Wind Independence | 59022 | Kingston Wind Independence | 8 Cranberry Road | Kingston | MA | 2364 | Plymouth | 41.9789 | -70.7158 | NPCC | ISNE | ISO New England Inc. |  | 22 | NR | 2 | IPP Non-CHP | N |  | N |  | N |  | N | X |  | NSTAR Electric Company | 54913 | MA | 23 |  |  | N | [5 empty] | X | X
58866 | Ipswich Wind Independence | 59023 | Ipswich Wind Independence | 198 Town Farm Road | Ipswich | MA | 1938 | Essex | 42.7172 | -70.8464 | NPCC | ISNE | ISO New England Inc. | n/a | 22 | NR | 2 | IPP Non-CHP | N |  | N |  | N |  | N | X |  | Town of Ipswich - (MA) | 9442 | MA | 13.8 |  |  | N | [5 empty] | X | X
58869 | Case Western Reserve University | 59024 | Euclid Farm, Stamco N-54 | 26650 Lakeland Blvd | Euclid | OH | 44106 | Cuyahoga | 41.6022 | -81.4969 | RFC | PJM | PJM Interconnection, LLC |  | 22 | NR | 2 | IPP Non-CHP | N |  | N |  | N |  | N | X |  | Cleveland Electric Illum Co | 3755 | OH | 36.2 |  |  | N
58870 | City Council of Baltimore City | 59026 | Back River Waste Water Treatment | 8201 Eastern Ave | Baltimore | MD | 21224 | Baltimore City | 39.2997 | -76.4942 | RFC | PJM | PJM Interconnection, LLC |  | 22 | NR | 2 | IPP Non-CHP | N |  | N |  | N |  | N | X |  | Baltimore Gas & Electric Co | 1167 | MD | 32 |  |  | N | BGE
60223 | Ketchikan Electric Company | 59027 | Mahoney Lake Hydroelectric |  | Ketchikan | AK | 99901 | Ketchikan Gateway | 55.4194 | -131.5378 | ASCC |  |  | Upper Mahoney Lake | 22 | RE | 1 | Electric Utility | N |  | N |  | N |  | N | X |  | Ketchikan Public Utilities | 10210 | AK | 34.5
58871 | Citizens Enterprises Corporation | 59028 | Agawam Solar | 365 Main Street | Agawam | MA | 1001 | Hampden | 42.0819 | -72.6144 | NPCC | ISNE | ISO New England Inc. |  | 22 | NR | 2 | IPP Non-CHP | N |  | Y | QF13-60-000 | N |  | N | X |  | Western Massachusetts Electric Company | 20455 | MA | 13.8 |  |  | N
58871 | Citizens Enterprises Corporation | 59029 | Rehoboth Solar | 295 Tremont Street | Rehoboth | MA | 2769 | Bristol | 41.9017 | -71.2425 | NPCC | ISNE | ISO New England Inc. |  | 22 | NR | 2 | IPP Non-CHP | N |  | Y | QF14-22-000 | N |  | N | X |  | Massachusetts Electric Co | 11804 | MA | 13.8 |  |  | N
58871 | Citizens Enterprises Corporation | 59030 | Chicopee Solar | 467 Pendleton Ave | Chicopee | MA | 1020 | Hampden | 42.1856 | -72.5825 | NPCC | ISNE | ISO New England Inc. |  | 22 | NR | 2 | IPP Non-CHP | N |  | Y | QF14-21-000 | N |  | N | X |  | City of Chicopee - (MA) | 3477 | MA | 13.8 |  |  | N
58871 | Citizens Enterprises Corporation | 59031 | Route 57 Solar | 912 Shoemaker Lane | Agawam | MA | 1030 | Hampden | 42.0589 | -72.6642 | NPCC | ISNE | ISO New England Inc. |  | 22 | NR | 2 | IPP Non-CHP | N |  | Y | QF13-62-000 | N |  | N | X |  | Western Massachusetts Electric Company | 20455 | MA | 13.8 |  |  | N
58871 | Citizens Enterprises Corporation | 59032 | EBZ Solar | 139 Walker Road | Shirley | MA | 1464 | Middlesex | 42.5706 | -71.625 | NPCC | ISNE | ISO New England Inc. |  | 22 | NR | 2 | IPP Non-CHP | N |  | Y | QF13-61-000 | N |  | N | X |  | Massachusetts Electric Co | 11804 | MA | 13.8 |  |  | N
58871 | Citizens Enterprises Corporation | 59033 | Whately Solar | 228 State Road | Whately | MA | 1373 | Franklin | 42.4461 | -72.6236 | NPCC | ISNE | ISO New England Inc. |  | 22 | NR | 2 | IPP Non-CHP | N |  | Y | QF13-63-000 | N |  | N | X |  | Western Massachusetts Electric Company | 20455 | MA | 13.8 |  |  | N
58872 | Shannon Wind LLC | 59034 | Shannon Wind | 4130 Cobb Road | Windhorst | TX | 76389 | Clay | 33.5097 | -98.3608 | TRE | ERCO | Electric Reliability Council of Texas, Inc. |  | 22 | NR | 2 | IPP Non-CHP | N |  | N |  | Y | EG14-58-000 | N | X |  | Oncor Electric Delivery Company LLC | 44372 | TX | 345 |  |  | N
58873 | Green Energy Team LLC | 59035 | Biomass to Energy Facility, Kauai | 5031 Ku'ia Road | Koloa | HI | 96756 | Kauai | 21.9653 | -159.4606 |  |  |  | Deep Wells | 22 | NR | 2 | IPP Non-CHP | N |  | Y | QF14-433-000 | N |  | N | X |  | Kauai Island Utility Cooperative | 10071 | HI | 57 |  |  | N | [5 empty] | N | N
58523 | Enerdyne Power Systems Inc | 59036 | Onslow Energy | 465 Meadowview Rd | Jacksonville | NC | 28540 | Onslow | 34.7992 | -77.5431 | SERC | DUK | Duke Energy Carolinas |  | 22 | NR | 2 | IPP Non-CHP | N |  | Y | Docket No SP-2364 sub0 1.5MW AC solar 415 Meadow View Road | N |  |  | X |  | Duke Energy Carolinas, LLC | 5416 | NC | 24
60222 | Haida Energy, Inc. | 59037 | Hiilangaay Hydro |  | Hydaburg | AK | 99922 | Prince of Wales Ketchikan | 55.2164 | -132.6036 | ASCC |  |  | Lake Mellen | 22 | RE | 1 | Electric Utility | N |  | N |  | N |  | N | X |  | Alaska Power and Telephone Co | 219 | AK | 34.5
58661 | Sustainable Power Group, LLC | 59038 | Battleground | 949 York Rd | Kings Mountain | NC | 28086 | Cleveland | 35.22 | -81.33 | SERC | DUK | Duke Energy Carolinas |  | 22 | NR | 2 | IPP Non-CHP | N |  | Y | 13,97,000 | N |  | N | X |  | Duke Energy Carolinas, LLC | 5416 | NC | 12.47 |  |  | N | [5 empty] | N | X
58661 | Sustainable Power Group, LLC | 59039 | Beulaville | 166 Little Bubbles Ln | Beulaville | NC | 28518 | Duplin | 34.9 | -77.78 | SERC | DUK | Duke Energy Carolinas |  | 22 | NR | 2 | IPP Non-CHP | N |  | Y | 12416001 | N |  | N | X |  | Duke Energy Carolinas, LLC | 5416 | NC | 22.86 |  |  | N | [5 empty] | N | X
58877 | Blue Heron Hydro LLC | 59040 | Ball Mountain Hydro | Ball Mountain Dam Road | Jamaica | VT | 5343 | Windham | 43.1269 | -72.7761 | NPCC | ISNE | ISO New England Inc. | West River | 22 | NR | 2 | IPP Non-CHP | N |  | N |  | N |  | N | X |  | Green Mountain Power Corp | 7601 | VT | 13.2 |  |  | N | [5 empty] | N | N
58661 | Sustainable Power Group, LLC | 59042 | Ellerbe | 583 Crawford Road | Ellerbe | NC | 28338 | Richmond | 35.1 | -79.73 | SERC | DUK | Duke Energy Carolinas |  | 22 | NR | 2 | IPP Non-CHP | N |  | Y | 13123000 | N |  | N | X |  | Duke Energy Carolinas, LLC | 5416 | NC | 22.86 |  |  | N | [5 empty] | N | X
58682 | WR-TGC Solar Generation IV LLC | 59043 | West Davisville Solar | 338 Compass Circle | North Kingstown | RI | 2852 | Washington | 41.6036 | -71.4772 | NPCC | ISNE | ISO New England Inc. |  | 22 | NR | 2 | IPP Non-CHP | N |  | Y | QF14-138-000 | N |  |  | X |  | The Narragansett Electric Co | 13214 | RI | 12.47 |  |  | N | [5 empty] | X | X
19728 | UNS Electric, Inc | 59044 | Rio Rico Solar | 1401 E Frontage Rd | Rio Rico | AZ | 85648 | Santa Cruz | 31.5 | -111.0081 | WECC | TEPC | Tucson Electric Power Company |  | 22 | RE | 1 | Electric Utility | N |  | N |  | N |  | N | X |  | UNS Electric, Inc | 19728 | AZ | 13.2 |  |  | N | [5 empty] | N | N
10035 | Kansas Municipal Energy Agency | 59045 | Jameson Energy Center | 325 S Jennie Barker Rd | Garden City | KS | 67846 | Finney | 37.9547 | -100.8306 | SPP | SWPP | Southwest Power Pool |  | 22 | RE | 1 | Electric Utility | N |  | N |  | N |  | N | X |  | Wheatland Electric Coop, Inc | 20510 | KS | 34.5 |  |  | N | BLACK HILLS ENERGY |  |  |  |  | N | X
58879 | 651 Chase Solar NG LLC | 59046 | 651 Chase Solar NG | 651 Chase Rd | Lunenburg | MA | 1462 | Worcester | 42.6267 | -71.7428 | NPCC | ISNE | ISO New England Inc. |  | 22 | NR | 2 | IPP Non-CHP | N |  | N |  | N |  | N | X |  | Western Massachusetts Electric Company | 20455 | MA | 13.8 |  |  | N | [5 empty] | X | X
58880 | Gallegos Wind Farm LLC | 59047 | Gallegos Wind Farm, Phase 1 | 1743 Gallegos Rd | Grenville | NM | 88424 | Union | 36.5933 | -103.6144 | WECC | PNM | Public Service Company of New Mexico |  | 22 | NR | 2 | IPP Non-CHP | N |  | N |  | N |  |  | X |  | Public Service Co of NM | 15473 | NM | 115
58881 | Apex Bethel Energy Center | 59048 | Apex Bethel Energy Center | 1977 FM 2706 | Tennessee Colony | TX | 75861 | Anderson | 31.8878 | -95.9133 | TRE | ERCO | Electric Reliability Council of Texas, Inc. | Carrizo-Wilcox Aquifer | 22 | NR | 2 | IPP Non-CHP | N |  | N |  | N |  | N | X |  | Oncor Electric Delivery Company LLC | 44372 | TX | 345 |  |  | Y |  | ENERGY TRANSFER FUEL LP |  |  |  | N | X
58883 | ERWR Whitcomb Farm Solar LLC | 59049 | Whitcomb Solar Farm | 178 South Street | Essex Junction | VT | 5452 | Chittenden | 44.4856 | -73.1369 | NPCC | ISNE | ISO New England Inc. |  | 22 | NR | 2 | IPP Non-CHP | N |  | N |  | N |  | N | X |  | Green Mountain Power Corp | 7601 | VT | 12.47 |  |  | N
58661 | Sustainable Power Group, LLC | 59050 | Wallace | 3831 S NC HWY 11 | Wallace | NC | 28398 | Lenoir | 35.29 | -77.54 | SERC | DUK | Duke Energy Carolinas |  | 22 | NR | 2 | IPP Non-CHP | N |  | Y | 12269001 | N |  | N | X |  | Duke Energy Carolinas, LLC | 5416 | NC | 22.86 |  |  | N | [5 empty] | N | X
58661 | Sustainable Power Group, LLC | 59051 | Kenansville | NC HWY 24 and 50 | Kenansville | NC | 28349 | Duplin | 34.96 | -78.04 | SERC | DUK | Duke Energy Carolinas |  | 22 | NR | 2 | IPP Non-CHP | N |  | Y | 12417001 | N |  | N | X |  | Duke Energy Carolinas, LLC | 5416 | NC | 22.86 |  |  | N | [5 empty] | N | X
58661 | Sustainable Power Group, LLC | 59052 | Fairmont-FLS 100 | 567 Marion Stage Rd | Fairmont | NC | 28340 | Robeson | 34.52 | -79.13 | SERC | DUK | Duke Energy Carolinas |  | 22 | NR | 2 | IPP Non-CHP | N |  | Y | 12521000 | N |  | N | X |  | Duke Energy Carolinas, LLC | 5416 | NC | 22.86 |  |  | N | [5 empty] | N | X
58887 | Michelangelo Wind 3 LLC | 59053 | Michelangelo Wind 3 LLC | Highway 210 and 535 Avenue | Huxley | IA | 50014 | Story | 42.019 | -93.514 | MRO | MISO | Midcontinent Independent Transmission System Operator, Inc.. |  | 22 | NR | 2 | IPP Non-CHP | N |  | Y | QF13-617-001 | N |  | N | X |  | Interstate Power and Light Co | 9417 | IA | 12.47 |  |  | N
57130 | Janssen Pharmaceutical Co | 59055 | Rariton OMP | 1000 US Highway 202 N | Raritan | NJ | 8869 | Somerset | 40.5744 | -74.6481 | RFC | PJM | PJM Interconnection, LLC |  | 22 | NR | 2 | IPP Non-CHP | N |  | N |  | N |  | N | X |  | Public Service Elec & Gas Co | 15477 | NJ | 26 |  |  | N |  | TRANSCONTINENTAL GAS PIPELINE |  |  |  | N | N
57130 | Janssen Pharmaceutical Co | 59056 | Spring House | McKean Road | Spring House | PA | 19477 | Montgomery | 40.1839 | -75.2342 | NPCC | PJM | PJM Interconnection, LLC |  | 22 | NR | 2 | IPP Non-CHP | N |  | N |  | N |  |  | X |  | PECO Energy Co | 14940 | PA | 32 |  |  | N | PECO ENERGY COMPANY |  |  |  |  | N | N
57130 | Janssen Pharmaceutical Co | 59057 | Skillman | 199 Grandview Road | Skillman | NJ | 8558 | Somerset | 40.5744 | -74.6481 | RFC | PJM | PJM Interconnection, LLC |  | 22 | NR | 2 | IPP Non-CHP | N |  | N |  | N |  |  | X |  | Public Service Elec & Gas Co | 15477 | NJ | 26 |  |  | N
57130 | Janssen Pharmaceutical Co | 59058 | Vacaville | 700 Eubanks Drive | Vacaville | CA | 95687 | Solano | 38.3994 | -121.9603 | WECC | CISO | California Independent System Operator |  | 22 | NR | 2 | IPP Non-CHP | N |  | N |  | N |  |  | X |  | Pacific Gas & Electric Co | 14328 | CA | 22.9 |  |  | N
57130 | Janssen Pharmaceutical Co | 59059 | Raritan ITS | 1003 US Highway 202 N | Raritan | NJ | 8869 | Somerset | 40.5744 | -74.6542 | RFC | PJM | PJM Interconnection, LLC |  | 22 | NR | 2 | IPP Non-CHP | N |  | N |  | N |  | N | X |  | Public Service Elec & Gas Co | 15477 | NJ | 26 |  |  | N | [5 empty] | N | N
58888 | City of Pittsfield | 59060 | Waste Water Treatment Plant | 901 Holmes Road | Pittsfield | MA | 1201 | Berkshire | 42.41 | -73.24 | NPCC | ISNE | ISO New England Inc. |  | 22 | NR | 2 | IPP Non-CHP | N |  | N |  | N |  | N | X |  | Western Massachusetts Electric Company | 20455 | MA | 23 |  |  | N | [5 empty] | N
56215 | E ON Climate Renewables N America LLC | 59061 | Radfords Run Wind Farm |  | Warrensburg | IL | 62573 | Dewitt | 40.0111 | -89.0472 | RFC | PJM | PJM Interconnection, LLC |  | 22 | NR | 2 | IPP Non-CHP | N |  | N |  | N |  | N | X |  | Commonwealth Edison Co | 4110 | IL | 345 |  |  | N | [5 empty] | N | X
56215 | E ON Climate Renewables N America LLC | 59062 | Vici Wind Farm | 6395 N 2170 Rd. | Fairview | OK | 73859 | Dewey | 36.0875 | -99.1342 | SPP | SWPP | Southwest Power Pool |  | 22 | NR | 2 | IPP Non-CHP | N |  | N |  | N |  | N | X |  | Oklahoma Gas & Electric Co | 14063 | OK | 345 |  |  | N | [5 empty] | N | X
56215 | E ON Climate Renewables N America LLC | 59063 | Stella Wind Farm | TBD Street | Armstrong | TX | 78338 | Kenedy | 26.9417 | -97.6425 | TRE | ERCO | Electric Reliability Council of Texas, Inc. |  | 22 | NR | 2 | IPP Non-CHP | N |  | N |  | N |  | N | X |  | AEP Texas Central Company | 3278 | TX | 345 |  |  | N | [5 empty] | N | X
56215 | E ON Climate Renewables N America LLC | 59064 | Stella Wind Farm II | TBD Street | Armstrong | TX | 78338 | Kenedy | 26.9189 | -97.6028 | TRE | ERCO | Electric Reliability Council of Texas, Inc. |  | 22 | NR | 2 | IPP Non-CHP | N |  | N |  | N |  | N | X |  | AEP Texas Central Company | 3278 | TX | 345 |  |  | N | [5 empty] | N | X
59380 | Enel Green Power NA, Inc. | 59065 | Drift Sand Wind Project LLC |  | Rush Springs | OK | 73082 | Grady | 34.8278 | -97.9572 | SPP | SWPP | Southwest Power Pool |  | 22 | NR | 2 | IPP Non-CHP | N |  | N |  | N |  |  | X |  | Public Service Co of Oklahoma | 15474 | OK | 138 |  |  | N
56215 | E ON Climate Renewables N America LLC | 59066 | Bruennings Breeze Wind Farm |  | Raymondville | TX | 78580 | Willacy | 26.5222 | -97.6911 | TRE | ERCO | Electric Reliability Council of Texas, Inc. |  | 22 | NR | 2 | IPP Non-CHP | N |  | N |  | N |  | N | X |  | AEP Texas Central Company | 3278 | TX | 345 |  |  | N | [5 empty] | N | X
56215 | E ON Climate Renewables N America LLC | 59067 | Grandview Wind Farm III LLC | TBD Street | Panhandle | TX | 79068 | Carson | 35.3131 | -101.2744 | TRE | ERCO | Electric Reliability Council of Texas, Inc. |  | 22 | NR | 2 | IPP Non-CHP | N |  | N |  | N |  | N | X |  | Sharyland Utilities LP | 17008 | TX | 345 |  |  | N | [5 empty] | N | X
56215 | E ON Climate Renewables N America LLC | 59068 | Colbec's Corner, LLC | 2506 County Road 5 | Groom | TX | 79068 | Carson | 35.2542 | -101.1866 | TRE | ERCO | Electric Reliability Council of Texas, Inc. |  | 22 | NR | 2 | IPP Non-CHP | N |  | N |  | Y | 15-125 | N | X |  | Sharyland Utilities LP | 17008 | TX | 345 |  |  | N | [5 empty] | N | X
56215 | E ON Climate Renewables N America LLC | 59069 | Wildcat Wind Farm II LLC` | TBD | Sims | IN | 46036 | Grant | 40.4844 | -85.8561 | RFC | PJM | PJM Interconnection, LLC |  | 22 | NR | 2 | IPP Non-CHP | N |  | N |  | N |  | N | X |  | Indiana Michigan Power Co | 9324 | IN | 138 |  |  | N | [5 empty] | N | X
58891 | Jericho Power LLC | 59070 | Jericho Power | 95 Bathtub Trail | Berlin | NH | 3570 | Coos | 44.4669 | -71.225 | NPCC | ISNE | ISO New England Inc. |  | 22 | NR | 2 | IPP Non-CHP | N |  | N |  | N |  | N | X |  | Public Service Co of NH | 15472 | NH | 34.5 |  |  | N | [5 empty] | X | X
56990 | NJR Clean Energy Ventures Corporation | 59071 | Carroll Area Wind Farm | 28232 Highway 71 | Templeton | IA | 51463 | Carroll | 41.9414 | -94.8861 | MRO | MISO | Midcontinent Independent Transmission System Operator, Inc.. |  | 22 | NR | 2 | IPP Non-CHP | N |  | Y | Self-Certification to be filed | N |  | N | X |  | MidAmerican Energy Co | 12341 | IA | 69 |  |  | N | [5 empty] | N | X
58892 | Wooster Renewable Energy LLC | 59072 | Wooster Renewable Energy | 1123 Old Columbus Road | Wooster | OH | 44691 | Wayne | 40.785 | -81.9514 | RFC | PJM | PJM Interconnection, LLC |  | 115 | NR | 6 | Industrial Non-CHP | N |  | N |  | N |  | N | X |  | Ohio Power Co | 14006 | OH | 12.47 |  |  | N
58889 | Dominion Cove Point LNG, LP | 59073 | Cove Point LNG Terminal | 2100 Cove Point RD | Lusby | MD | 20657 | Calvert | 38.3855 | -76.4098 | RFC | PJM | PJM Interconnection, LLC | Wells | 486 | NR | 4 | Commercial Non-CHP | N |  | N |  | N |  | N | X |  | Southern Maryland Elec Coop Inc | 17637 | MD | 12.47 |  |  | N |  | DOMINION TRANSMISSION INCORPORATED |  |  |  | Y | Y
58893 | Xeres Ventures LLC | 59074 | SC 1 Data Center, Phase 2 | 555 Reed Street | Santa Clara | CA | 95050 | Santa Clara | 37.3617 | -121.9436 | WECC | CISO | California Independent System Operator |  | 22 | NR | 2 | IPP Non-CHP | N |  | N |  | N |  | N | X |  | City of Santa Clara - (CA) | 16655 | CA | 69 |  |  | Y
58894 | CF CVEC Owner One LLC | 59075 | Brewster Landfill | 201 Run Hill Road | Brewster | MA | 2631 | Barnstable | 41.7456 | -70.1031 | NPCC | ISNE | ISO New England Inc. |  | 22 | NR | 2 | IPP Non-CHP | N |  | N |  | N |  | N | X |  | NSTAR Electric Company | 54913 | MA | 23 |  |  | N
57421 | BayWa r.e Wind LLC | 59076 | Chopin Wind LLC | York Road and Co Road 672 | Milton-Freewater | OR | 97862 | Umatilla | 45.88 | -118.4633 | WECC | PACW | PacifiCorp - West |  | 22 | NR | 2 | IPP Non-CHP | N |  | Y | QF14-394-000 | N |  | N | X |  | PacifiCorp | 14354 | OR | 69 |  |  | N | [5 empty] | N | X
58894 | CF CVEC Owner One LLC | 59077 | Chatham Landfill | 97 Sam Ryder Rd | Chatham | MA | 2633 | Barnstable | 41.6861 | -70.0061 | NPCC | ISNE | ISO New England Inc. |  | 22 | NR | 2 | IPP Non-CHP | N |  | N |  | N |  |  | X |  | NSTAR Electric Company | 54913 | MA | 23 |  |  | N
58894 | CF CVEC Owner One LLC | 59078 | Harwich Landfill | 205 Queen Anne Road | Harwich | MA | 2645 | Barnstable | 41.6961 | -70.0919 | NPCC | ISNE | ISO New England Inc. |  | 22 | NR | 2 | IPP Non-CHP | N |  | N |  | N |  |  | X |  | NSTAR Electric Company | 54913 | MA | 23 |  |  | N
58894 | CF CVEC Owner One LLC | 59079 | Katama Farm | 14 Aero Ave | Edgartown | MA | 2539 | Dukes | 41.3611 | -70.5169 | NPCC | ISNE | ISO New England Inc. |  | 22 | NR | 2 | IPP Non-CHP | N |  | N |  | N |  |  | X |  | NSTAR Electric Company | 54913 | MA | 23 |  |  | N
58894 | CF CVEC Owner One LLC | 59080 | Nunnepog | 23rd Street | Edgartown | MA | 2539 | Dukes | 41.3589 | -70.505 | NPCC | ISNE | ISO New England Inc. |  | 22 | NR | 2 | IPP Non-CHP | N |  | N |  | N |  |  | X |  | NSTAR Electric Company | 54913 | MA | 23 |  |  | N
58894 | CF CVEC Owner One LLC | 59081 | Barnstable Landfill | 45 Flint St | Marstons Mills | MA | 2648 | Barnstable | 41.6597 | -70.3956 | NPCC | ISNE | ISO New England Inc. |  | 22 | NR | 2 | IPP Non-CHP | N |  | N |  | N |  |  | X |  | NSTAR Electric Company | 54913 | MA | 23 |  |  | N
58894 | CF CVEC Owner One LLC | 59082 | Dennis Landfill | Theophilus Smith Road | Dennis | MA | 2660 | Barnstable | 41.6931 | -70.145 | NPCC | ISNE | ISO New England Inc. |  | 22 | NR | 2 | IPP Non-CHP | N |  | N |  | N |  |  | X |  | NSTAR Electric Company | 54913 | MA | 23 |  |  | N
57503 | Limon | 59083 | Limon III Wind LLC | 21910 County Road 3P | Limon | CO | 80858 | Lincoln | 39.3533 | -103.4742 | WECC | PSCO | Public Service Company of Colorado |  | 22 | NR | 2 | IPP Non-CHP | N |  | N |  | N |  |  | X |  | Public Service Co of Colorado | 15466 | CO | 345 |  |  | N
59359 | BHE Renewables, LLC | 59084 | Marshall Wind Farm | 1315A 24 Road | Frankfort | KS | 66427 | Marshall | 39.7011 | -96.3608 | SPP | SWPP | Southwest Power Pool |  | 22 | NR | 2 | IPP Non-CHP | N |  | N |  | N |  | N | X |  | Westar Energy Inc | 22500 | KS | 115 |  |  | N | [5 empty] | X | X
57170 | EDF Renewable Asset Holdings, Inc. | 59085 | Lepomis PV Energy LLC | 1249R Old Sandwich Road | Plymouth | MA | 2360 | Plymouth | 41.8572 | -70.5583 | NPCC | ISNE | ISO New England Inc. |  | 22 | NR | 2 | IPP Non-CHP | N |  | N |  | N |  |  | X |  | NSTAR Electric Company | 54913 | MA | 23 |  |  | N
58468 | Dominion Renewable Energy | 59086 | Cottonwood Solar, LLC (Goose Lake) | Paso Robles Highway | Lost Hills | CA | 93249 | Kern | 35.5936 | -119.58 | WECC | CISO | California Independent System Operator |  | 22 | NR | 2 | IPP Non-CHP | N |  | Y | 15-384-003 | N |  |  | X |  | Pacific Gas & Electric Co | 14328 | CA | 12.47 |  |  | N
58468 | Dominion Renewable Energy | 59087 | Cottonwood Solar, LLC (City of Corcoran) | 23058 5th Avenue | Corcoran | CA | 93212 | Kings | 36.1344 | -119.5544 | WECC | CISO | California Independent System Operator |  | 22 | NR | 2 | IPP Non-CHP | N |  | Y | 15-383-003 | N |  |  | X |  | Pacific Gas & Electric Co | 14328 | CA | 12.47 |  |  | N
17650 | Southern Power Co | 59088 | Calipatria Solar Farm | SR 111 and E Hoober Rd | Imperial | CA | 92233 | Imperial | 33.1658 | -115.5322 | WECC | IID | Imperial Irrigation District |  | 22 | NR | 2 | IPP Non-CHP | N |  | Y | QF15-1070 | N |  | N | X |  | Imperial Irrigation District | 9216 | CA | 92 |  |  | N | [5 empty] | X | X
56997 | Marina Energy LLC | 59090 | Rockland Solar | 800 Beech Street | Rockland | MA | 2370 | Plymouth | 42.0892 | -70.8978 | NPCC | ISNE | ISO New England Inc. |  | 22 | NR | 2 | IPP Non-CHP | N |  | N |  | N |  | N | X |  | Massachusetts Electric Co | 11804 | MA | 13.8 | 13.8 | 13.8 | N | [5 empty] | X | X
58901 | Hydro Green Energy | 59091 | Braddock Lock and Dam | 11th street | Braddock | PA | 15104 | Allegheny | 40.3889 | -79.8589 | RFC | PJM | PJM Interconnection, LLC | Monogahela River | 22 | NR | 2 | IPP Non-CHP | N |  | Y | P-13739 | N |  | N | X |  | West Penn Power Company | 20387 | PA | 23
8723 | City of Holland | 59093 | Holland Energy Park | One Energy Park Way | Holland | MI | 49423 | Ottawa | 42.7925 | -86.0922 | RFC | MISO | Midcontinent Independent Transmission System Operator, Inc.. |  | 22 | RE | 1 | Electric Utility | N |  | N |  | N |  | N | X |  | City of Holland | 8723 | MI | 138 |  |  | N | CONSUMERS ENERGY COMPANY |  |  |  |  | N | X
60947 | Tesla Inc. | 59094 | Division 1 | 45401 Division Street | Lancaster | CA | 93535 | Los Angeles | 34.7083 | -118.1306 | WECC | CISO | California Independent System Operator |  | 22 | NR | 2 | IPP Non-CHP | N |  | N |  | N |  | N | X |  | Southern California Edison Co | 17609 | CA | 0.48 |  |  | N
60947 | Tesla Inc. | 59095 | Division 2 | 45404 Division Street | Lancaster | CA | 93535 | Los Angeles | 34.7083 | -118.1306 | WECC | CISO | California Independent System Operator |  | 22 | NR | 2 | IPP Non-CHP | N |  | N |  | N |  | N | X |  | Southern California Edison Co | 17609 | CA | 0.48 |  |  | N
60947 | Tesla Inc. | 59096 | Division 3 | 45406 Division Street | Lancaster | CA | 93535 | Los Angeles | 34.7083 | -118.1306 | WECC | CISO | California Independent System Operator |  | 22 | NR | 2 | IPP Non-CHP | N |  | N |  | N |  | N | X |  | Southern California Edison Co | 17609 | CA | 0.48 |  |  | N
56997 | Marina Energy LLC | 59097 | Berry Plastics Solar | 190 Strykers Road | Phillipsburg | NJ | 8865 | Warren | 40.6983 | -75.1519 | RFC | PJM | PJM Interconnection, LLC |  | 22 | NR | 2 | IPP Non-CHP | N |  | N |  | N |  | N | X |  | Jersey Central Power & Lt Co | 9726 | NJ | 34.5 |  |  | N | [5 empty] | X | X
60947 | Tesla Inc. | 59098 | Kettering Solar 1 | 45062 1/4 3rd St E | Lancaster | CA | 93534 | Los Angeles | 34.7003 | -118.1236 | WECC | CISO | California Independent System Operator |  | 22 | NR | 2 | IPP Non-CHP | N |  | N |  | N |  | N | X |  | Southern California Edison Co | 17609 | CA | 0.48 |  |  | N
60947 | Tesla Inc. | 59099 | Kettering Solar 2 | 45060 1/4 3rd St E | Lancaster | CA | 93534 | Los Angeles | 34.7003 | -118.1236 | WECC | CISO | California Independent System Operator |  | 22 | NR | 2 | IPP Non-CHP | N |  | N |  | N |  | N | X |  | Southern California Edison Co | 17609 | CA | 0.48 |  |  | N
58906 | Chauncey Farm | 59100 | Chauncey Farm LLC | 1878 Chauncey Town Rd | Lake Waccamaw | NC | 28450 | Columbus | 34.3375 | -78.5219 | SERC | CPLE | Progress Energy Carolinas - EAST |  | 22 | NR | 2 | IPP Non-CHP | N |  | Y | 12-397 | N |  |  | X |  | Duke Energy Progress - (NC) | 3046 | NC | 22.86 |  |  | N
58908 | Dragstrip Farm LLC | 59102 | Dragstrip Farm | 2001 Old Dragstrip St | Hickory | NC | 28601 | Burke | 35.7581 | -81.4161 | SERC | DUK | Duke Energy Carolinas |  | 22 | NR | 2 | IPP Non-CHP | N |  | Y | SP-2892 | N |  |  | X |  | Duke Energy Carolinas, LLC | 5416 | NC | 22.86 |  |  | N
58909 | Fremont Farm LLC | 59103 | Fremont Farm | 492 Ballance Rd | Fremont | NC | 27830 | Wayne | 35.5319 | -77.9692 | SERC | CPLE | Progress Energy Carolinas - EAST |  | 22 | NR | 2 | IPP Non-CHP | N |  | Y | SP-2923 | N |  |  | X |  | Duke Energy Progress - (NC) | 3046 | NC |  |  |  | N
58911 | Market Farm LLC | 59105 | Market Farm | 5820 US 29 Business | Reidsville | NC | 27320 | Rockingham | 36.3903 | -79.6472 | SERC | DUK | Duke Energy Carolinas |  | 22 | NR | 2 | IPP Non-CHP | N |  | Y | 13-494 | N |  |  | X |  | Duke Energy Carolinas, LLC | 5416 | NC | 12.4 |  |  | N
58927 | Snow Hill Solar 2 LLC | 59106 | Snow Hill Solar 2 LLC | 373 NC Hwy 38 South | Snow Hill | NC | 28580 | Greene | 35.4442 | -77.6494 | SERC | CPLE | Progress Energy Carolinas - EAST |  | 22 | NR | 2 | IPP Non-CHP | N |  | Y | 13-121-000 | N |  |  | X |  | Duke Energy Progress - (NC) | 3046 | NC | 22.86 |  |  | N
58912 | Mount Olive Farm LLC | 59107 | Mount Olive Farm | 1001 W Main St | Mount Olive | NC | 28365 | Wayne | 35.2019 | -78.0817 | SERC | CPLE | Progress Energy Carolinas - EAST |  | 22 | NR | 2 | IPP Non-CHP | N |  | Y | 13-31 | N |  |  | X |  | Duke Energy Progress - (NC) | 3046 | NC | 12.4 |  |  | N
58915 | Spicewood Solar Farm LLC | 59109 | Spicewood Solar Farm LLC | 255 NC Highway 211 | Eagle Springs | NC | 27242 | Moore | 35.3025 | -79.7017 | SERC | CPLE | Progress Energy Carolinas - EAST |  | 22 | NR | 2 | IPP Non-CHP | N |  | Y | 13-222-001 | N |  |  | X |  | Duke Energy Progress - (NC) | 3046 | NC | 22.86 |  |  | N
58916 | Springfield Solar 1 LLC | 59110 | Springfield Solar 1 LLC | 2915 N Farm Road 209 | Strafford | MO | 65757 | Greene | 37.2464 | -93.1664 | SERC | SWPP | Southwest Power Pool |  | 22 | NR | 2 | IPP Non-CHP | N |  | Y | 14-191 | N |  |  | X |  | City Utilities of Springfield - (MO) | 17833 | MO | 13.2 |  |  | N
58917 | West Salisbury Farm LLC | 59111 | West Salisbury Farm LLC | 2100 Mooresville Road | Salisbury | NC | 28147 | Rowan | 35.6683 | -80.5236 | SERC | DUK | Duke Energy Carolinas |  | 22 | NR | 2 | IPP Non-CHP | N |  | Y | 14-450 | N |  |  | X |  | Duke Energy Carolinas, LLC | 5416 | NC | 22.86 |  |  | N
58918 | West Siler Farm LLC | 59112 | West Siler Farm LLC | 385 Coleridge Rd | Siler City | NC | 27344 | Chatham | 35.7214 | -79.5044 | SERC | CPLE | Progress Energy Carolinas - EAST |  | 22 | NR | 2 | IPP Non-CHP | N |  | Y | 14-175-000 | N |  | N | X |  | Duke Energy Progress - (NC) | 3046 | NC | 22.86 |  |  | N | [5 empty] | N | N
58919 | Yanceyville Farm 2 LLC | 59113 | Yanceyville Farm 2 LLC | 437 N Carlona Rd 62 | Blanch | NC | 27212 | Caswell | 36.4139 | -79.3169 | SERC | CPLE | Progress Energy Carolinas - EAST |  | 22 | NR | 2 | IPP Non-CHP | N |  | Y | 13-639 | N |  |  | X |  | Duke Energy Progress - (NC) | 3046 | NC | 22.86 |  |  | N
58920 | Redmon Solar Farm LLC | 59114 | Redmon Solar Farm LLC | 1301 Redmon Rd | Cleveland | NC | 27013 | Rowan | 35.7108 | -80.6658 | SERC | DUK | Duke Energy Carolinas |  | 22 | NR | 2 | IPP Non-CHP | N |  | Y | 13-394 | N |  |  | X |  | Duke Energy Carolinas, LLC | 5416 | NC | 12.4 |  |  | N
58926 | Anderson Farm LLC | 59115 | Anderson Farm LLC | 595 Dunn Rd | Roseboro | NC | 28382 | Sampson | 34.9756 | -78.5167 | SERC | CPLE | Progress Energy Carolinas - EAST |  | 22 | NR | 2 | IPP Non-CHP | N |  | Y | 13-158-000 | N |  |  | X |  | Duke Energy Progress - (NC) | 3046 | NC | 12.4 |  |  | N
58929 | Cape May County Municipal | 59116 | Woodbine Landfill Plant | 2050 Route 610 | Woodbine | NJ | 8270 | Cape May | 39.2311 | -74.7808 | RFC | PJM | PJM Interconnection, LLC |  | 562212 | NR | 4 | Commercial Non-CHP | N |  | N |  | N |  | N | X |  | Atlantic City Electric Co | 963 | NJ | 12.47 |  |  | N | [5 empty] | X | X
3046 | Duke Energy Progress - (NC) | 59117 | DD Fayetteville Solar NC LLC | 22828 NC Hwy 87 West | Fayetteville | NC | 28306 | Bladen | 34.8344 | -78.8436 | SERC | DUK | Duke Energy Carolinas |  | 22 | RE | 1 | Electric Utility | N |  | N |  | N |  | N | X |  | Duke Energy Carolinas, LLC | 5416 | NC | 115 |  |  | N | [5 empty] | X | X
58939 | Cameron Wind 1 LLC | 59118 | Cameron Wind 1 LLC | 25005 FM 1847 B | Rio Hondo | TX | 78583 | Cameron | 26.1953 | -97.4661 | TRE | ERCO | Electric Reliability Council of Texas, Inc. |  | 22 | NR | 2 | IPP Non-CHP | N |  | N |  | Y | 15-79-000 | N | X |  | South Texas Electric Coop, Inc | 17583 | TX | 138 |  |  | N | [5 empty] | N | X
58661 | Sustainable Power Group, LLC | 59119 | Warsaw I | Bruce Costin Rd | Warsaw | NC | 28398 | Duplin | 35.01 | -78.11 | SERC | DUK | Duke Energy Carolinas |  | 22 | NR | 2 | IPP Non-CHP | N |  | Y | 12314001 | N |  | N | X |  | Duke Energy Carolinas, LLC | 5416 | NC | 22.86 |  |  | N | [5 empty] | N | X
58661 | Sustainable Power Group, LLC | 59120 | Warsaw II | 1115 West Wards Bridge Rd | Warsaw | NC | 28398 | Duplin | 35.01 | -78.05 | SERC | DUK | Duke Energy Carolinas |  | 22 | NR | 2 | IPP Non-CHP | N |  | Y | 12500001 | N |  | N | X |  | Duke Energy Carolinas, LLC | 5416 | NC | 22.86 |  |  | N | [5 empty] | N | X
59622 | Ahana Renewables, LLC | 59121 | Acushnet-Braley Road 1 | 117 Braley Road | Freetown | MA | 2717 | Bristol | 41.7517 | -70.9706 | NPCC | ISNE | ISO New England Inc. |  | 22 | NR | 2 | IPP Non-CHP | N |  | Y | QF14-294-000 | N |  | N | X |  | NSTAR Electric Company | 54913 | MA | 15 |  |  | N
58944 | Enerparc CA 1, LLC | 59122 | Enerparc CA1 LLC | 2120 Cienega Road | Hollister | CA | 95023 | San Benito | 36.8317 | -121.4042 | WECC | CISO | California Independent System Operator |  | 22 | NR | 2 | IPP Non-CHP | N |  | N |  | N |  | N | X |  | Pacific Gas & Electric Co | 14328 | CA | 12 |  |  | N | [5 empty] | N | X
58925 | Moncure Farm LLC | 59123 | Moncure Farm LLC | 3812 Corinth Rd | Moncure | NC | 27559 | Chatham | 35.5683 | -79.0325 | SERC | CPLE | Progress Energy Carolinas - EAST |  | 22 | NR | 2 | IPP Non-CHP | N |  | Y | 12-233 | N |  |  | X |  | Duke Energy Progress - (NC) | 3046 | NC | 22.86 |  |  | N
58924 | Martin Creek Farm LLC | 59124 | Martin Creek Farm LLC | 4039 Brookhaven VLG | Henderson | NC | 27536 | Vance | 36.2864 | -78.3861 | SERC | CPLE | Progress Energy Carolinas - EAST |  | 22 | NR | 2 | IPP Non-CHP | N |  | Y | 13-267 | N |  |  | X |  | Duke Energy Progress - (NC) | 3046 | NC | 22.86 |  |  | N
58923 | Kinston Solar LLC | 59125 | Kinston | 4946 N Carolina 58 | Kinston | NC | 28504 | Lenoir | 35.3706 | -77.6083 | SERC | CPLE | Progress Energy Carolinas - EAST |  | 22 | NR | 2 | IPP Non-CHP | N |  | Y | 13-99-000 | N |  |  | X |  | Duke Energy Progress - (NC) | 3046 | NC | 22.86 |  |  | N
58922 | Daniel Farm LLC | 59126 | Daniel Farm LLC | 295 Daniel Road | Mocksville | NC | 27038 | Davie | 35.8489 | -80.5536 | SERC | DUK | Duke Energy Carolinas |  | 22 | NR | 2 | IPP Non-CHP | N |  | Y | 13-11 | N |  |  | X |  | Duke Energy Carolinas, LLC | 5416 | NC | 12.4 |  |  | N
58921 | Bailey Farm LLC | 59127 | Bailey Farm LLC | 9818 Winters Rd | Bailey | NC | 27807 | Nash | 35.7875 | -78.1397 | SERC | CPLE | Progress Energy Carolinas - EAST |  | 22 | NR | 2 | IPP Non-CHP | N |  | Y | 13-4 | N |  |  | X |  | Duke Energy Progress - (NC) | 3046 | NC | 22.86 |  |  | N
59622 | Ahana Renewables, LLC | 59128 | Acushnet- High Hill | 560 High Hill | Dartmouth | MA | 2747 | Bristol | 41.7144 | -70.9972 | NPCC | ISNE | ISO New England Inc. |  | 22 | NR | 2 | IPP Non-CHP | N |  | Y | QF14-287-000 | N |  | N | X |  | NSTAR Electric Company | 54913 | MA | 13.2 |  |  | N
59622 | Ahana Renewables, LLC | 59129 | CSD 2- Freedom High | 1050 Neroly Road | Oakley | CA | 95037 | Contra Costa | 37.9697 | -121.7194 | WECC | CISO | California Independent System Operator |  | 22 | NR | 2 | IPP Non-CHP | N |  | Y | QF13-591-000 | N |  | N | X |  | Pacific Gas & Electric Co | 14328 | CA | 0.48 | 0.28 |  | N
59622 | Ahana Renewables, LLC | 59130 | CSD 2 - Heritage High | 101 American Avenue | Brentwood | CA | 94513 | Contra Costa | 37.9219 | -121.7556 | WECC | CISO | California Independent System Operator |  | 22 | NR | 2 | IPP Non-CHP | N |  | Y | QF13-592-000 | N |  | N | X |  | Pacific Gas & Electric Co | 14328 | CA | 0.48 | 0.28 |  | N
59622 | Ahana Renewables, LLC | 59131 | Dartmouth Landfill | 976 Russell Mills Road | Dartmouth | MA | 2748 | Bristol | 41.5811 | -70.9981 | WECC | ISNE | ISO New England Inc. |  | 22 | NR | 2 | IPP Non-CHP | N |  | Y | QF14-288-000 | N |  | N | X |  | NSTAR Electric Company | 54913 | MA | 15 |  |  | N
59622 | Ahana Renewables, LLC | 59132 | EAFB - North Base | 900 North Rosamond BLVD | Edwards Air Force Bas | CA | 93524 | Kern | 34.9325 | -117.9072 | WECC | CISO | California Independent System Operator |  | 22 | NR | 2 | IPP Non-CHP | N |  | Y | QF14-238-000 | N |  | N | X |  | Southern California Edison Co | 17609 | CA | 35 |  |  | N
59622 | Ahana Renewables, LLC | 59133 | EAFB - South Base | 5 South Wolfe Avenue | Edwards Air Force Bas | CA | 93524 | Kern | 34.9172 | -117.9003 | WECC | CISO | California Independent System Operator |  | 22 | NR | 2 | IPP Non-CHP | N |  | Y | QF14-237-000 | N |  | N | X |  | Southern California Edison Co | 17609 | CA | 35 |  |  | N
59622 | Ahana Renewables, LLC | 59134 | Easton Landfill | 114 Prospect Street | Easton | MA | 2375 | Bristol | 42.0103 | -71.0922 | NPCC | ISNE | ISO New England Inc. |  | 22 | NR | 2 | IPP Non-CHP | N |  | Y | QF14-289-000 | N |  | N | X |  | Massachusetts Electric Co | 11804 | MA | 13.8 |  |  | N
59622 | Ahana Renewables, LLC | 59135 | Ludlow Landfill | 515 Holyoke Street | Ludlow | MA | 1056 | Hampden | 42.1822 | -72.5075 | NPCC | ISNE | ISO New England Inc. |  | 22 | NR | 2 | IPP Non-CHP | N |  | Y | QF14-290-000 | N |  | N | X |  | Western Massachusetts Electric Company | 20455 | MA | 15 |  |  | N
59622 | Ahana Renewables, LLC | 59136 | Methuen Landfill | 41 Huntington Av | Methuen | MA | 1844 | Essex | 42.7447 | -71.175 | NPCC | ISNE | ISO New England Inc. |  | 22 | NR | 2 | IPP Non-CHP | N |  | Y | QF14-291-000 | N |  | N | X |  | Massachusetts Electric Co | 11804 | MA | 13.2 |  |  | N
59622 | Ahana Renewables, LLC | 59137 | Plymouth Site 1 | 180 Brook Street | Plympton | MA | 2367 | Plymouth | 41.96 | -70.7786 | NPCC | ISNE | ISO New England Inc. |  | 22 | NR | 2 | IPP Non-CHP | N |  | Y | QF14-292-000 | N |  | N | X |  | NSTAR Electric Company | 54913 | MA | 23 |  |  | N
59622 | Ahana Renewables, LLC | 59138 | SDCCD - Miramar | 10440 Black Mountain Rd | San Diego | CA | 92126 | San Diego | 32.9061 | -117.1214 | WECC | CISO | California Independent System Operator |  | 22 | NR | 2 | IPP Non-CHP | N |  | Y | QF14-255-000 | N |  | N | X |  | San Diego Gas & Electric Co | 16609 | CA | 12 |  |  | N
59622 | Ahana Renewables, LLC | 59139 | SDCWA - Twin Oaks | 3566 N. Twin Oaks Valley Road | San Marcos | CA | 92069 | San Diego | 33.21 | -117.1706 | WECC | CISO | California Independent System Operator |  | 22 | NR | 2 | IPP Non-CHP | N |  | Y | QF14-263-000 | N |  | N | X |  | San Diego Gas & Electric Co | 16609 | CA | 12 |  |  | N
57170 | EDF Renewable Asset Holdings, Inc. | 59140 | EDF Lancaster | 1999 Shirley Rd | Lancaster | MA | 1523 | Worcester | 42.5292 | -71.6653 | NPCC | ISNE | ISO New England Inc. |  | 22 | NR | 2 | IPP Non-CHP | N |  | N |  | N |  |  | X |  | Massachusetts Electric Co | 11804 | MA | 13.8 |  |  | N
58948 | Manatee County Utilities Department | 59142 | Manatee County LFGTE | 3415 Lena Rd | Bradenton | FL | 34211 | Manatee | 27.4689 | -82.4508 | FRCC | FPL | Florida Power & Light Company |  | 22 | NR | 2 | IPP Non-CHP | N |  | N |  | N |  | N | X |  | Florida Power & Light Co | 6452 | FL | 4.16 |  |  | N | [5 empty] | X | X
58960 | Timberline Energy LLC | 59143 | Front Range Project | 2200 Weld County Road 6 | Erie | CO | 80516 | Weld | 40.0294 | -105.0047 | WECC | WACM | Western Area Power Administration - Rocky Mountain Region |  | 22 | NR | 2 | IPP Non-CHP | N |  | Y | 09-47-000 | N |  | N | X |  | United Power, Inc | 19499 | CO | 12.47 |  |  | N | [5 empty] | N | X
58949 | Hangar 160 LLC | 59144 | Brighton PV Solar Plant | 15755 Colorado Blvd | Brighton | CO | 80602 | Adams | 39.9825 | -104.9408 | WECC | WACM | Western Area Power Administration - Rocky Mountain Region |  | 22 | NR | 2 | IPP Non-CHP | N |  | N |  | N |  | N | X |  | United Power, Inc | 19499 | CO | 12.47 |  |  | N
58959 | Freeport LNG Development L.P | 59145 | Freeport LP Pretreatment Facility | CR 690 and CR 891 | Freeport | TX | 77541 | Brazoria | 28.9792 | -95.3069 | TRE | ERCO | Electric Reliability Council of Texas, Inc. |  | 211 | NR | 6 | Industrial Non-CHP | N |  | N |  | N |  | N | X |  | CenterPoint Energy | 8901 | TX | 138 |  |  |  |  | FREEPORT LNG DEVELOPMENT LP
58961 | United Therapeutics Corporation | 59146 | XPF Solar Field | 3030 E Cornwallis Road | Durham | NC | 27713 | Durham | 35.9117 | -78.8733 | SERC | DUK | Duke Energy Carolinas |  | 22 | NR | 2 | IPP Non-CHP | N |  | Y | 14-225 | N |  | N | X |  | Duke Energy Carolinas, LLC | 5416 | NC | 14.4 |  |  | N
58962 | Fair Wind Power Partners, LLC | 59147 | Fair Wind | 1295 Eagle Rock Road | Oakland | MD | 21550 | Garrett | 39.4046 | -79.2911 | RFC | PJM | PJM Interconnection, LLC |  | 22 | NR | 2 | IPP Non-CHP | N |  | N |  | Y | 16-6-000 | N | X |  | The Potomac Edison Company | 15263 | MD | 138 |  |  | N
61060 | Cypress Creek Renewables | 59148 | Green Farm | 1800 Claude Green Rd | Robersonville | NC | 27871 | Martin | 35.8317 | -77.2697 | SERC | PJM | PJM Interconnection, LLC |  | 22 | NR | 2 | IPP Non-CHP | N |  | Y | 13-675-000 | N |  | N | X |  | Virginia Electric & Power Co | 19876 | NC | 12.5 |  |  | N
61060 | Cypress Creek Renewables | 59149 | Simons Farm | Colice Hall Ln | Ahoskie | NC | 27910 | Hertford | 36.3064 | -76.9972 | SERC | PJM | PJM Interconnection, LLC |  | 22 | NR | 2 | IPP Non-CHP | N |  | Y | 14-60-00 | N |  |  | X |  | Virginia Electric & Power Co | 19876 | NC | 34.5 |  |  | N
58968 | RE Mustang LLC | 59150 | RE Mustang LLC | SW of Route 198 and 25th Ave | Lemoore | CA | 93245 | Kings | 36.2217 | -119.9031 | WECC | CISO | California Independent System Operator |  | 22 | NR | 2 | IPP Non-CHP | N |  | N |  | N |  |  | X |  | Pacific Gas & Electric Co | 14328 | CA | 230 |  |  | N
58969 | Harvest Power Orlando LLC | 59151 | Harvest Power Orlando | 2010 South Service Lane | Lake Buena Vista | FL | 32830 | Orange | 28.3761 | -81.5906 | FRCC | FPC | Progress Energy Florida |  | 562 | NR | 5 | Commercial CHP | N |  | N |  | N |  | N | X |  | Reedy Creek Improvement Dist | 15776 | FL | 12.47 |  |  | N | [5 empty] | N | N
58970 | Ecoplexus, Inc | 59152 | Thornton PV1 | 149 Thornton Lane | Snow Hill | NC | 28580 | Greene | 35.3958 | -77.6617 | SERC | DUK | Duke Energy Carolinas |  | 22 | NR | 2 | IPP Non-CHP | N |  | Y | QF15-131-000 | N |  | N | X |  | Duke Energy Carolinas, LLC | 5416 | NC | 23 |  |  | N | [5 empty] | N | N
58970 | Ecoplexus, Inc | 59153 | Watson Seed Farm PV1 | 16825 Watson Seed Farm Rd | Whitakers | NC | 27891 | Nash | 36.1297 | -77.7214 | SERC | PJM | PJM Interconnection, LLC |  | 22 | NR | 2 | IPP Non-CHP | N |  | Y | QF14-578-000 | N |  |  | X |  | Virginia Electric & Power Co | 19876 | NC | 34.5 |  |  | N | [5 empty] | N | N
58970 | Ecoplexus, Inc | 59154 | Bradley PV1 | 117 Hollowell Rd | Aulander | NC | 27805 | Hertford | 36.2606 | -77.0764 | SERC | PJM | PJM Interconnection, LLC |  | 22 | NR | 2 | IPP Non-CHP | N |  | Y | QF14-372 | N |  |  | X |  | Virginia Electric & Power Co | 19876 | NC | 34.5 |  |  | N
59819 | Fresh Air Energy X, LLC | 59155 | Shawboro PV1 | 421 Shawboro Rd | Shawboro | NC | 27973 | Currituck | 36.4333 | -76.0872 | SERC | PJM | PJM Interconnection, LLC |  | 22 | NR | 2 | IPP Non-CHP | N |  | Y | QF14-374 | N |  |  | X |  | Virginia Electric & Power Co | 19876 | NC | 34.5 |  |  | N
58970 | Ecoplexus, Inc | 59156 | Carter PV1 | 600 John B Carter Rd | Fayetteville | NC | 28312 | Cumberland | 35.0211 | -78.7875 | SERC | CPLE | Progress Energy Carolinas - EAST |  | 22 | NR | 2 | IPP Non-CHP | N |  | Y | QF14-373 | N |  |  | X |  | Duke Energy Progress - (NC) | 3046 | NC | 23 |  |  | N
58970 | Ecoplexus, Inc | 59157 | Pecan PV1 | 163 Pecan Rd | Cordova | NC | 28330 | Richmond | 34.9092 | -79.8294 | SERC | CPLE | Progress Energy Carolinas - EAST |  | 22 | NR | 2 | IPP Non-CHP | N |  | Y | QF14-376 | N |  |  | X |  | Duke Energy Progress - (NC) | 3046 | NC | 23 |  |  | N
58970 | Ecoplexus, Inc | 59158 | Langley PV1 | 6208 East Langley Rd | Elm City | NC | 27822 | Wilson | 35.8019 | -77.8489 | SERC | CPLE | Progress Energy Carolinas - EAST |  | 22 | NR | 2 | IPP Non-CHP | N |  | Y | QF14-375 | N |  |  | X |  | Duke Energy Progress - (NC) | 3046 | NC | 23 |  |  | N
58695 | Coronal Development Services | 59159 | Tower Solar Center LLC | 688 Town Road | Vale | NC | 28168 | Lincoln | 35.4889 | -81.4211 | SERC |  |  |  | 22 | NR | 2 | IPP Non-CHP | N |  | N |  | N |  |  | X |  |  |  |  | 12.47
58695 | Coronal Development Services | 59160 | Pinewood Solar Center LLC | 5091 NC Hwy 65` | Reidsville | NC | 27320 | Rockingham | 36.3181 | -79.8231 | SERC |  |  |  | 22 | NR | 2 | IPP Non-CHP | N |  | Y | 14-41-000 | N |  |  | X |  |  |  |  | 13.2
58695 | Coronal Development Services | 59161 | Lake Solar Center LLC | 5452 Lake Wilson Road | Elm City | NC | 27822 | Wilson | 35.8039 | -77.8739 | SERC | CPLE | Progress Energy Carolinas - EAST |  | 22 | NR | 2 | IPP Non-CHP | N |  | Y | 14-37-000 | N |  |  | X |  | Duke Energy Progress - (NC) | 3046 | NC | 23
59462 | Heelstone Energy Holdings, LLC | 59162 | Mariposa Solar Center LLC | 533 Blacksnake Road | Stanley | NC | 28164 | Gaston | 35.3739 | -81.0869 | SERC | DUK | Duke Energy Carolinas |  | 22 | NR | 2 | IPP Non-CHP | N |  | Y | 14-44-000 | N |  |  | X |  | Duke Energy Carolinas, LLC | 5416 | NC | 12.47 |  |  | N | [5 empty] | X | X
59462 | Heelstone Energy Holdings, LLC | 59163 | Highland Solar Center LLC | 3717 S Highland Ave | Grifton | NC | 28530 | Lenoir | 35.3639 | -77.4519 | SERC | CPLE | Progress Energy Carolinas - EAST |  | 22 | NR | 2 | IPP Non-CHP | N |  | Y | 14-36-000 | N |  |  | X |  | Duke Energy Progress - (NC) | 3046 | NC | 22.86 |  |  | N | [5 empty] | X | X
3046 | Duke Energy Progress - (NC) | 59164 | Elm City Solar Facility | 4616 Haynes Rd | Elm City | NC | 27822 | Wilson | 35.7811 | -77.8469 | SERC | CPLE | Progress Energy Carolinas - EAST |  | 22 | RE | 1 | Electric Utility | N |  | N |  | N |  | N | X |  | Duke Energy Progress - (NC) | 3046 | NC | 115 |  |  | N | [5 empty] | X | X
58695 | Coronal Development Services | 59165 | Mason Solar Center LLC | 1099 S Grimesland Bridge Rd | Grimesland | NC | 27837 | Pitt | 35.555 | -77.1911 | SERC | CPLE | Progress Energy Carolinas - EAST |  | 22 | NR | 2 | IPP Non-CHP | N |  | Y | 14-43-000 | N |  |  | X |  | Duke Energy Progress - (NC) | 3046 | NC | 22.86
58977 | Bridgeport Disposal LLC | 59166 | Bridgeport Disposal Solar Farm | 2858 Route 322 | Gloucester | NJ | 8014 | Gloucester | 39.7875 | -75.3508 | RFC | PJM | PJM Interconnection, LLC |  | 562 | NR | 4 | Commercial Non-CHP | N |  | Y | unknown | N |  | N | X |  | Atlantic City Electric Co | 963 | NJ | 12.47 |  |  | N | [5 empty] | N | X
58976 | PsomasFMG Lancaster Solar Crest, LLC | 59167 | Lancaster Solar 1 | 43000 20th Street East | Lancaster | CA | 93535 | Los Angeles | 34.715 | -118.095 | WECC | CISO | California Independent System Operator |  | 22 | NR | 2 | IPP Non-CHP | N |  | Y | 14-560-000 | N |  | N | X |  | Southern California Edison Co | 17609 | CA | 12 |  |  | N
59384 | Avalon Solar | 59168 | Avalon Solar | 915 E Pima Mine Road | Pima | AZ | 85543 | Pima | 32.0014 | -110.9606 | WECC | TEPC | Tucson Electric Power Company |  | 22 | NR | 2 | IPP Non-CHP | N |  | Y | QF14-737 | N |  | N | X |  | Tucson Electric Power Co | 24211 | AZ | 34.5 |  |  | N
58976 | PsomasFMG Lancaster Solar Crest, LLC | 59169 | Lancaster Solar 2 | 43000 20th Street East | Lancaster | CA | 93535 | Los Angeles | 34.7106 | -118.1661 | WECC | CISO | California Independent System Operator |  | 22 | NR | 2 | IPP Non-CHP | N |  | Y | 14-561-000 | N |  | N | X |  | Southern California Edison Co | 17609 | CA | 12 |  |  | N
58975 | Jakana Solar | 59170 | Jakana Solar | 23551 NC HWY 125 | Williamston | NC | 27892 | Martin | 35.8753 | -77.0811 | SERC | PJM | PJM Interconnection, LLC |  | 22 | NR | 2 | IPP Non-CHP | N |  | Y | 13-281-001 | N |  | N | X |  | Virginia Electric & Power Co | 19876 | NC | 34.5 |  |  | N
58979 | Windsor Solar LLC | 59171 | Windsor Solar | 516 US Old Hwy 17 North | Windsor | NC | 27983 | Bertie | 36.0169 | -76.8831 | SERC | PJM | PJM Interconnection, LLC |  | 22 | NR | 2 | IPP Non-CHP | N |  | Y | 13-279-001 | N |  | N | X |  | Virginia Electric & Power Co | 19876 | NC | 34.5 |  |  | N
58985 | Marion Solar LLC | 59172 | Belmont | 2700 S Belmont Ave | Indianapolis | IN | 46221 | Marion | 39.72 | -86.1931 | RFC | MISO | Midcontinent Independent Transmission System Operator, Inc.. |  | 22 | NR | 2 | IPP Non-CHP | N |  | Y | 15-655-000 | N |  | N | X |  | Indianapolis Power & Light Co | 9273 | IN | 13.2 |  |  | N | [5 empty] | X | X
58981 | Bethel Solar LLC | 59173 | Bethel Solar | 341 Price Rd | Bethel | NC | 27812 | Pitt | 35.75 | -77.385 | SERC | PJM | PJM Interconnection, LLC |  | 22 | NR | 2 | IPP Non-CHP | N |  | Y | 13-321-001 | N |  | N | X |  | Virginia Electric & Power Co | 19876 | NC | 12.47 |  |  | N
58980 | Lewiston Solar LLC | 59174 | Lewiston Solar | 3505 Governors Road | Lewiston | NC | 27849 | Bertie | 36.1411 | -77.2111 | SERC | PJM | PJM Interconnection, LLC |  | 22 | NR | 2 | IPP Non-CHP | N |  | Y | 13-280-001 | N |  | N | X |  | Virginia Electric & Power Co | 19876 | NC | 34.5 |  |  | N
58982 | Woodland Solar LLC | 59175 | Woodland Solar | W Main Street & US Hwy 258 W | Woodland | NC | 27897 | Northampton | 36.3419 | -77.2211 | SERC | PJM | PJM Interconnection, LLC |  | 22 | NR | 2 | IPP Non-CHP | N |  | Y | 13-683-000 | N |  | N | X |  | Virginia Electric & Power Co | 19876 | NC | 34.5 |  |  | N
58983 | Williamston Solar LLC | 59176 | Williamston Solar | US HWy 17 S & Ranch Motel Rd | Williamston | NC | 27892 | Martin | 35.8011 | -77.0631 | SERC | PJM | PJM Interconnection, LLC |  | 22 | NR | 2 | IPP Non-CHP | N |  | Y | 13-294-001 | N |  | N | X |  | Virginia Electric & Power Co | 19876 | NC | 12.47 |  |  | N
58984 | Winton Solar LLC | 59177 | Winton Solar | 100 NC Hwy 45 | Winton | NC | 27986 | Hertford | 36.375 | -76.9389 | SERC | PJM | PJM Interconnection, LLC |  | 22 | NR | 2 | IPP Non-CHP | N |  | Y | 13-684-000 | N |  | N | X |  | Virginia Electric & Power Co | 19876 | NC | 34.5 |  |  | N
58440 | CD US Solar MT 2 LLC | 59178 | Franklin 1 | 300 Arnold St | Wrentham | MA | 2093 | Norfolk | 42.0406 | -71.3936 | NPCC | ISNE | ISO New England Inc. |  | 22 | NR | 2 | IPP Non-CHP | N |  | Y | Pending | N |  | N | X |  | Southern California Edison Co | 17609 | CA | 13.2 |  |  | N
58440 | CD US Solar MT 2 LLC | 59179 | Franklin 2 | 929 Upper Union Street | Franklin | MA | 2038 | Norfolk | 42.0542 | -71.3917 | NPCC | ISNE | ISO New England Inc. |  | 22 | NR | 2 | IPP Non-CHP | N |  | Y | Pending | N |  | N | X |  | Southern California Edison Co | 17609 | CA | 13.2 |  |  | N
58985 | Marion Solar LLC | 59180 | Marion Solar LNG | 4536 86th Street | Indianapolis | IN | 46268 | Marion | 39.9131 | -86.2381 | RFC | MISO | Midcontinent Independent Transmission System Operator, Inc.. |  | 22 | NR | 2 | IPP Non-CHP | N |  | Y | 15-656-000 | N |  | N | X |  | Indianapolis Power & Light Co | 9273 | IN | 13.2 |  |  | N | [5 empty] | X | X
58986 | AgriReNew | 59181 | AgriReNew | 26618 20th Ave | Stockton | IA | 52769 | Scott | 41.6919 | -90.8664 | MRO | MISO | Midcontinent Independent Transmission System Operator, Inc.. |  | 22 | NR | 3 | IPP CHP | N |  | Y | 13-283 | N |  | N | X |  | Interstate Power and Light Co | 9417 | IA | 12.5 |  |  | N | [5 empty] | N | X
59139 | SunEdison LLC | 59182 | Hesperia | 10200 Amargosa Rd | Hesperia | CA | 92392 | San Bernardino | 34.435 | -117.3781 | WECC | CISO | California Independent System Operator |  | 22 | NR | 2 | IPP Non-CHP | N |  | Y | 14-575-000 | N |  | N | X |  | Southern California Edison Co | 17609 | CA | 12 |  |  | N
58468 | Dominion Renewable Energy | 59183 | CID Solar, LLC | 4285 Nevada Avenue | Corcoran | CA | 93212 | Kings | 36.1381 | -119.5647 | WECC | CISO | California Independent System Operator |  | 22 | NR | 2 | IPP Non-CHP | N |  | Y | 15-72-003 | Y | EG16-2-000 | N | X |  | Pacific Gas & Electric Co | 14328 | CA | 12.47 |  |  | N
58468 | Dominion Renewable Energy | 59184 | Mulberry Farm LLC | 980 Hwy 142 | Selmer | TN | 38375 | McNairy | 35.1319 | -88.5867 | SERC | TVA | Tennessee Valley Authority |  | 22 | NR | 2 | IPP Non-CHP | N |  | Y | 14-413-003 | Y | EG14-62-000 | N | X |  | Pickwick Electric Coop | 15016 | TN | 161 |  |  | N
56990 | NJR Clean Energy Ventures Corporation | 59185 | Jacobstown | 210 Jacobstown-Cookstown Rd | North Hanover | NJ | 8562 | Burlington | 40.0637 | -74.5824 | RFC | PJM | PJM Interconnection, LLC |  | 22 | NR | 2 | IPP Non-CHP | N |  | N |  | N |  | N | X |  | Jersey Central Power & Lt Co | 9726 | NJ | 34.5 |  |  | N | [5 empty] | N | X
56990 | NJR Clean Energy Ventures Corporation | 59186 | West Pemberton | 2614 US 206 | Pemberton Twp | NJ | 8022 | Burlington | 40.0067 | -74.7303 | RFC | PJM | PJM Interconnection, LLC |  | 22 | NR | 2 | IPP Non-CHP | N |  | N |  | N |  | N | X |  | Public Service Elec & Gas Co | 15477 | NJ | 26.4 |  |  | N | [5 empty] | N | X
13809 | NorthWestern Energy - (SD) | 59187 | Beethoven Wind | 29098 406th Avenue | Tripp | SD | 57376 | Bon Homme | 43.16 | -98.08 | MRO | SWPP | Southwest Power Pool |  | 22 | RE | 1 | Electric Utility | N |  | Y | QF14-1-001 | N |  | N | X |  | NorthWestern Energy - (SD) | 13809 | SD | 115 |  |  | N
58468 | Dominion Renewable Energy | 59188 | Selmer Farm LLC | 350 Old No. 5 | Selmer | TN | 38375 | McNairy | 35.1497 | -88.5553 | SERC | TVA | Tennessee Valley Authority |  | 22 | NR | 2 | IPP Non-CHP | N |  | Y | 14-414-003 | Y | EG14-61-000 | N | X |  | Pickwick Electric Coop | 15016 | TN | 161 |  |  | N
58993 | East Wayne Solar LLC | 59189 | East Wayne Solar LLC | 111 True Vine Rd | Goldsboro | NC | 27534 | Wayne | 35.4417 | -77.85 | SERC | CPLE | Progress Energy Carolinas - EAST |  | 22 | NR | 2 | IPP Non-CHP | N |  | Y | 13-95-000 | N |  |  | X |  | Duke Energy Progress - (NC) | 3046 | NC | 22.86 |  |  | N
58995 | Vickers Farm LLC | 59190 | Vickers | 199 Vickers Rd | Chapel Hill | NC | 27517 | Chatham | 35.8233 | -79.0803 | SERC | CPLE | Progress Energy Carolinas - EAST |  | 22 | NR | 2 | IPP Non-CHP | N |  | Y | 12-284 | N |  |  | X |  | Duke Energy Progress - (NC) | 3046 | NC | 22.86 |  |  | N
58996 | Soluga Farms 1 LLC | 59191 | Soluga Farms 1 | 1031 Bell's Branch Rd | Newton Grove | NC | 28366 | Sampson | 35.2431 | -78.3869 | SERC | CPLE | Progress Energy Carolinas - EAST |  | 22 | NR | 2 | IPP Non-CHP | N |  | Y | 13-270 | N |  |  | X |  | Duke Energy Progress - (NC) | 3046 | NC | 22.86 |  |  | N
58997 | Soluga Farms 2 LLC | 59192 | Soluga Farms 2 LLC | 2209 NC 211 Hwy w | Clarkton | NC | 28433 | Bladen | 34.5 | -78.6892 | SERC | CPLE | Progress Energy Carolinas - EAST |  | 22 | NR | 2 | IPP Non-CHP | N |  | Y | 13-271 | N |  | N | X |  | Duke Energy Progress - (NC) | 3046 | NC | 22.86 |  |  | N
58998 | Chapman Ranch Wind LLC | 59193 | Chapman Ranch Wind I |  | Corpus Christi | TX | 78347 | Nueces | 27.5925 | -97.5008 | TRE | ERCO | Electric Reliability Council of Texas, Inc. |  | 22 | NR | 2 | IPP Non-CHP | N |  | N |  | Y | 15-111-000 | N | X |  | AEP Texas Central Company | 3278 | TX | 345 |  |  | N
12199 | Montana-Dakota Utilities Co | 59194 | Portable Generator 2 | NA | Ray | ND | 58849 | Williams | 48.145 | -103.6375 | MRO | MISO | Midcontinent Independent Transmission System Operator, Inc.. |  | 22 | RE | 1 | Electric Utility | N |  | N |  | N |  | N | X |  | Montana-Dakota Utilities Co | 12199 | ND | 12.4 |  |  | N | [5 empty] | X | X
12199 | Montana-Dakota Utilities Co | 59195 | Portable Generator 3 | NA | Ray | ND | 58849 | Williams | 48.145 | -103.6375 | MRO | MISO | Midcontinent Independent Transmission System Operator, Inc.. |  | 22 | RE | 1 | Electric Utility | N |  | N |  | N |  | N | X |  | Montana-Dakota Utilities Co | 12199 | ND | 12.4 |  |  | N | [5 empty] | X | X
12199 | Montana-Dakota Utilities Co | 59196 | Portable Generator 1 | NA | Alexander | ND | 58831 | Mckenzie | 47.8333 | -103.6436 | MRO | MISO | Midcontinent Independent Transmission System Operator, Inc.. |  | 22 | RE | 1 | Electric Utility | N |  | N |  | N |  | N | X |  | Montana-Dakota Utilities Co | 12199 | ND | 12.4 |  |  | N | [5 empty] | X | X
57341 | Veolia Energy | 59197 | Univ Minnesota CHP Plant | 1180 Main St SE | Minneapolis | MN | 55414 | Hennepin | 44.9786 | -93.2408 | MRO | MISO | Midcontinent Independent Transmission System Operator, Inc.. | Municipality | 22 | NR | 3 | IPP CHP | N |  | N |  | N |  | N | X |  | Northern States Power Co - Minnesota | 13781 | MN | 13.8 |  |  | N | CENTERPOINT ENERGY |  |  |  |  | N | X
59076 | Fresh Air Energy VII LLC | 59198 | Sterling PV 3 | 13401 Riverside Dr | Sterling | CO | 80751 | Logan | 40.6316 | -103.1947 | WECC | PSCO | Public Service Company of Colorado |  | 22 | NR | 2 | IPP Non-CHP | N |  | Y | QF14-526 | N |  | N | X |  | Public Service Co of Colorado | 15466 | CO | 13.2 |  |  | N | [5 empty] | N | X
59078 | Fresh Air Energy VIII LLC | 59199 | Mesa PV1 | 2930 D 1/4 Road | Grand Junction | CO | 81504 | Mesa | 39.0672 | -108.5091 | WECC | PSCO | Public Service Company of Colorado |  | 22 | NR | 2 | IPP Non-CHP | N |  | Y | QF14-528 | N |  | N | X |  | Public Service Co of Colorado | 15466 | CO | 13.2 |  |  | N | [5 empty] | N | X
13781 | Northern States Power Co - Minnesota | 59200 | Border Winds Wind Farm | 10707 52nd Ave NE | Rolla | ND | 58367 | Rolette | 48.9647 | -99.6139 | MRO | MISO | Midcontinent Independent Transmission System Operator, Inc.. |  | 22 | RE | 1 | Electric Utility | N |  | N |  | N |  | N | X |  | Northern States Power Co - Minnesota | 13781 | ND | 230 |  |  | N | [5 empty] | X | X
13781 | Northern States Power Co - Minnesota | 59201 | Pleasant Valley Wind Farm | 228 Industrial Park Drive | Dexter | MN | 55926 | Mower | 43.805 | -92.7697 | MRO | MISO | Midcontinent Independent Transmission System Operator, Inc.. |  | 22 | RE | 1 | Electric Utility | N |  | N |  | N |  | N | X |  | Great River Energy | 7570 |  | 161 |  |  | N | [5 empty] | X | X
58593 | Sequoia PV 1 LLC | 59203 | Farmersville | 401 Terry Avenue | Farmersville | CA | 93233 | Tulare | 36.19 | -119.12 | WECC | CISO | California Independent System Operator |  | 22 | NR | 2 | IPP Non-CHP | N |  | Y | 13-556,13-555,12-554 | N |  |  | X |  | Southern California Edison Co | 17609 | CA | 12 |  |  | N
56769 | Consolidated Edison Development Inc. | 59204 | OCI Alamo 3 LLC | 12065 E Loop 1604 | San Antonio | TX | 78109 | Bexar | 29.4792 | -98.2972 | TRE | ERCO | Electric Reliability Council of Texas, Inc. |  | 22 | NR | 2 | IPP Non-CHP | N |  | N |  | N |  |  | X |  | City of San Antonio - (TX) | 16604 | TX | 34.5 |  |  | N
56769 | Consolidated Edison Development Inc. | 59205 | OCI Alamo 5 LLC | 5061 Farm to Market 1023 | Uvalde | TX | 78801 | Uvalde | 29.2167 | -99.7161 | TRE | ERCO | Electric Reliability Council of Texas, Inc. |  | 22 | NR | 2 | IPP Non-CHP | N |  | N |  | N |  |  | X |  | South Texas Electric Coop, Inc | 17583 | TX | 138 |  |  | N
58489 | OCI Solar Power | 59206 | OCI Alamo 6 LLC | 7234 Frye Road | Fort Stockton | TX | 79735 | Pecos | 30.9931 | -102.2708 | TRE | ERCO | Electric Reliability Council of Texas, Inc. |  | 22 | NR | 2 | IPP Non-CHP | N |  | N |  | N |  | N | X |  | Lower Colorado River Authority | 11269 |  | 138 |  |  | N | [5 empty] | X | X
56769 | Consolidated Edison Development Inc. | 59207 | OCI Alamo 7 LLC | 11180 Loop Rd | Haskell | TX | 79521 | Haskell | 33.04 | -99.5525 | TRE | ERCO | Electric Reliability Council of Texas, Inc. |  | 22 | NR | 2 | IPP Non-CHP | N |  | N |  | N |  |  | X |  | AEP Texas North Company | 20404 | TX | 138 |  |  | N
59002 | Garland Farm LLC | 59209 | Garland Farm | North Belgrade Avenuie | Garland | NC | 28442 | Sampson | 34.7853 | -78.3844 | SERC | CPLE | Progress Energy Carolinas - EAST |  | 22 | NR | 2 | IPP Non-CHP | N |  | N |  | N |  |  | X |  | Duke Energy Progress - (NC) | 3046 | NC | 23
59006 | Calypso Farm LLC | 59212 | Calypso Farm | 168 Rex Cottle Lane | Mt Olive | NC | 28365 | Duplin | 35.1536 | -78.1189 | SERC | CPLE | Progress Energy Carolinas - EAST |  | 22 | NR | 2 | IPP Non-CHP | N |  | N |  | N |  |  | X |  | Duke Energy Progress - (NC) | 3046 | NC | 23
59007 | Clipperton Holdings LLC | 59213 | Clipperton Holdings | Charlie Lane | Clinton | NC | 28328 | Sampson | 34.9669 | -78.3544 | SERC | CPLE | Progress Energy Carolinas - EAST |  | 22 | NR | 2 | IPP Non-CHP | N |  | N |  | N |  |  | X |  | Duke Energy Progress - (NC) | 3046 | NC | 23 |  |  | N
59010 | Rhubarb One LLC | 59216 | Rhubarb One | 2518 SE of S Pine Street | Rowland | NC | 28383 | Robeson | 34.5297 | -79.2842 | SERC | CPLE | Progress Energy Carolinas - EAST |  | 22 | NR | 2 | IPP Non-CHP | N |  | N |  | N |  |  | X |  | Duke Energy Progress - (NC) | 3046 | NC | 23
59462 | Heelstone Energy Holdings, LLC | 59217 | Tiburon Holdings | NC Highway 801 S & Keith Lane | Advance | NC | 27006 | Davie | 35.9033 | -80.4169 | SERC | DUK | Duke Energy Carolinas |  | 22 | NR | 2 | IPP Non-CHP | N |  | N |  | N |  |  | X |  | Duke Energy Carolinas, LLC | 5416 | NC | 23 |  |  | N | [5 empty] | X | X
59004 | Sequoia PV 3 LLC | 59219 | Porterville 6 and 7 | 860 W North Grand Ave | Porterville | CA | 93257 | Tulare | 36.05 | -119.02 | WECC | CISO | California Independent System Operator |  | 22 | NR | 2 | IPP Non-CHP | N |  | Y | 13-562, 13-560 | N |  |  | X |  | Southern California Edison Co | 17609 | CA | 12 |  |  | N
40229 | Old Dominion Electric Coop | 59220 | Wildcat Point Generation Facility | 179 Old Mill Road | Conowingo | MD | 21918 | Cecil | 39.7194 | -76.1616 | RFC | PJM | PJM Interconnection, LLC | Susquehanna River | 22 | RE | 1 | Electric Utility | N |  | N |  | N |  | N | X |  | PECO Energy Co | 14940 | PA | 500 |  |  | N |  | TRANSCONTINENTAL GAS PIPELINE |  |  |  | N | X
55858 | Energy Developments Inc | 59221 | Pecan Row Landfill To Electric Facility | 2995 Wetherington Lane | Valdosta | GA | 31601 | Lowndes | 30.815 | -83.3625 | SERC | SOCO | Southern Company Services, Inc. - Trans |  | 22 | NR | 2 | IPP Non-CHP | N |  | N |  | N |  | N | X |  | Colquitt Electric Membership Corp | 40212 | GA | 25 |  |  | N
17650 | Southern Power Co | 59222 | Passadumkeag Windpark LLC |  | Grand Falls | ME | 4401 | Penobscot | 45.07 | -68.21 | NPCC | ISNE | ISO New England Inc. |  | 22 | NR | 2 | IPP Non-CHP | N |  | N |  | Y | EG15-45-000 | N | X |  | Emera Maine | 1179 | ME | 345 |  |  | N | [5 empty] | X | X
59017 | Optimum Wind 5 LLC | 59223 | Optimum Wind 5 LLC | Highway 30 & 590th Ave | Nevada | IA | 50201 | Story | 42.014 | -93.5181 | MRO | MISO | Midcontinent Independent Transmission System Operator, Inc.. |  | 22 | NR | 2 | IPP Non-CHP | N |  | Y | QF13-613-001 | N |  | N | X |  | Interstate Power and Light Co | 9417 | IA | 12.47
59018 | Optimum Wind 6 LLC | 59224 | Optimum Wind 6 LLC | Highway 30 & 590th Ave | Nevada | IA | 50201 | Story | 42.0069 | -93.5236 | MRO | MISO | Midcontinent Independent Transmission System Operator, Inc.. |  | 22 | NR | 2 | IPP Non-CHP | N |  | Y | QF13-612-001 | N |  | N | X |  | Interstate Power and Light Co | 9417 | IA | 12.47
59019 | Optimum Wind 7 LLC | 59225 | Optimum Wind 7 LLC | T Avenue | Nevada | IA | 50201 | Story | 42.0283 | -93.4303 | MRO | MISO | Midcontinent Independent Transmission System Operator, Inc.. |  | 22 | NR | 2 | IPP Non-CHP | N |  | Y | QF13-646-001 | N |  | N | X |  | Interstate Power and Light Co | 9417 | IA | 12.47
59024 | Optimum Wind 4 LLC | 59226 | Optimum Wind 4 LLC | Lincoln Way & 590th Ave | Nevada | IA | 50201 | Story | 42.0164 | -93.5158 | MRO | MISO | Midcontinent Independent Transmission System Operator, Inc.. |  | 22 | NR | 2 | IPP Non-CHP | N |  | Y | 13-610-000 | N |  | N | X |  | Interstate Power and Light Co | 9417 | IA | 12.47
59025 | Optimum Wind 3 LLC | 59227 | Optimum Wind 3 LLC | Lincoln Way & 590th Ave | Nevada | IA | 50201 | Story | 42.0192 | -93.5136 | MRO | MISO | Midcontinent Independent Transmission System Operator, Inc.. |  | 22 | NR | 2 | IPP Non-CHP | N |  | Y | 13-614-000 | N |  | N | X |  | Interstate Power and Light Co | 9417 | IA | 12.47
59022 | Leonardo Wind 1 LLC | 59228 | Leonardo Wind 1 LLC | 140th St & G Ave | Alden | IA | 50441 | Hardin | 42.4981 | -93.3678 | MRO | MISO | Midcontinent Independent Transmission System Operator, Inc.. |  | 22 | NR | 2 | IPP Non-CHP | N |  | Y | QF13-642-001 | N |  | N | X |  | Interstate Power and Light Co | 9417 | IA | 12.47 |  |  | N
59021 | Venus Wind 3 LLC | 59230 | Venus Wind 3 LLC | Highway 6 and 60th St | Grinnell | IA | 50112 | Poweshiek | 41.7419 | -92.6722 | MRO | MISO | Midcontinent Independent Transmission System Operator, Inc.. |  | 22 | NR | 2 | IPP Non-CHP | N |  | Y | QF13-644-001 | N |  | N | X |  | Interstate Power and Light Co | 9417 | IA | 13.2
59026 | Michelangelo Wind 1 LLC | 59231 | Michelangelo Wind 1 LLC | 535th St & Hwy 210 | Huxley | IA | 50124 | Story | 41.881 | -93.6231 | MRO | MISO | Midcontinent Independent Transmission System Operator, Inc.. |  | 22 | NR | 2 | IPP Non-CHP | N |  | Y | QF13-616-001 | N |  | N | X |  | Interstate Power and Light Co | 9417 | IA | 12.47
59027 | Michelangelo Wind 4 LLC | 59232 | Michelangelo Wind 4 LLC | 260th St & Y Ave | Ames | IA | 50011 | Boone | 41.978 | -93.7006 | MRO | MISO | Midcontinent Independent Transmission System Operator, Inc.. |  | 22 | NR | 2 | IPP Non-CHP | N |  | Y | QF13-611-000 | N |  | N | X |  | 4-County Electric Power Assn | 6641 | MS | 12.47 |  |  | N
49913 | University of Arizona | 59233 | Cogeneration 2 | 1515 N Cherry Ave | Tucson | AZ | 85821 | Pima | 32.2408 | -110.9483 | WECC | TEPC | Tucson Electric Power Company | Wells | 611 | NR | 5 | Commercial CHP | Y | 02-19 | N |  | N |  | N | X |  | Tucson Electric Power Co | 24211 | AZ | 13.8 |  |  | N | SOUTHWEST GAS CORPORATION |  |  |  |  | N | X
59039 | Arbuckle Mountain Wind Farm LLC | 59234 | Arbuckle Mountain Wind Farm LLC | 9251 HWY 77S | Davis | OK | 73030 | Murray | 34.3869 | -97.1369 | SPP | SWPP | Southwest Power Pool |  | 22 | NR | 2 | IPP Non-CHP | N |  | N |  | N |  |  | X |  | Oklahoma Gas & Electric Co | 14063 | OK | 138 |  |  | N
59040 | Rising Tree Wind Farm II LLC | 59235 | Rising Tree Wind Farm II | 15800 70th Street West | Mojave | CA | 93501 | Kern | 35.0889 | -118.2064 | WECC | CISO | California Independent System Operator |  | 22 | NR | 2 | IPP Non-CHP | N |  | N |  | Y | EG14-53 | N | X |  | Southern California Edison Co | 17609 | CA | 220 |  |  | N
59042 | Rising Tree Wind Farm III LLC | 59236 | Rising Tree Wind Farm III | 15509 70th Street West | Mojave | CA | 93501 | Kern | 35.0606 | -118.2433 | WECC | CISO | California Independent System Operator |  | 22 | NR | 2 | IPP Non-CHP | N |  | N |  | Y | EG15-22 |  | X |  | Southern California Edison Co | 17609 | CA | 220 |  |  | N
59041 | Lone Valley Solar Park II LLC | 59237 | Lone Valley Solar Park II LLC | 8550 Camp Rock Road | Lucerne Valley | CA | 92356 | San Bernardino | 34.4083 | -116.8625 | WECC | CISO | California Independent System Operator |  | 22 | NR | 2 | IPP Non-CHP | N |  | N |  | Y | EG14 ? 35 | N | X |  | Southern California Edison Co | 17609 | CA | 34.5 |  |  | N
57170 | EDF Renewable Asset Holdings, Inc. | 59238 | Windthorst-2 | 3885 Loftin Road | Archer | TX | 76389 | Archer | 33.4953 | -98.5 | TRE | ERCO | Electric Reliability Council of Texas, Inc. |  | 22 | NR | 2 | IPP Non-CHP | N |  | N |  | Y | 14-29-000 | N | X |  | Brazos Electric Power Coop Inc | 2172 |  | 69 |  |  | N
59045 | Eagle Springs Solar LLC | 59239 | Eagle Springs Solar LLC | 5454 County Road 346 | Silt | CO | 81652 | Garfield | 39.5261 | -107.6961 | WECC | PSCO | Public Service Company of Colorado |  | 22 | NR | 2 | IPP Non-CHP | N |  | N |  | N |  | N | X |  | Holy Cross Electric Assn, Inc | 8773 | CO | 0.48 | 24.9 |  | N
59881 | Port Charlotte Energy LLC | 59240 | Green Gas-Port Charlotte LLC | 29561 Zemel Road | Punta Gorda | FL | 33955 | Charlotte | 26.7908 | -81.9653 | FRCC | FPL | Florida Power & Light Company |  | 22 | NR | 2 | IPP Non-CHP | N |  | Y | QF11-73 | N |  | N | X |  | Florida Power & Light Co | 6452 | FL | 22.86 |  |  | N
58801 | Integrys MA Solar, LLC | 59241 | Brockelman | 267 Brockelman Road | Lancaster | MA | 1523 | Worcester | 42.4814 | -71.7169 | NPCC | ISNE | ISO New England Inc. |  | 22 | NR | 2 | IPP Non-CHP | N |  | Y | QF-14-3-000 | N |  | N | X |  | Massachusetts Electric Co | 11804 | MA | 13.8 |  |  | N | [5 empty] | X | X
58801 | Integrys MA Solar, LLC | 59242 | Beverly | 3 Cailin Road | Beverly | MA | 1915 | Essex | 42.59 | -70.9119 | NPCC | ISNE | ISO New England Inc. |  | 22 | NR | 2 | IPP Non-CHP | N |  | Y | QF-14-132-000 | N |  |  | X |  | Massachusetts Electric Co | 11804 | MA | 23 |  |  | N | [5 empty] | X | X
59056 | Tri Global Energy, LLC | 59243 | Changing Winds |  | Nazareth | TX | 79063 | Castro | 34.5119 | -102.0519 | TRE | ERCO | Electric Reliability Council of Texas, Inc. |  | 22 | NR | 2 | IPP Non-CHP | N |  | N |  | N |  | N | X |  | Sharyland Utilities LP | 17008 | TX | 345
59056 | Tri Global Energy, LLC | 59244 | Fiber Winds |  | Lorenzo | TX | 79343 | Crosby | 33.6992 | -101.5247 | SPP | SWPP | Southwest Power Pool |  | 22 | NR | 2 | IPP Non-CHP | N |  | Y | 14-480-000 | N |  |  | X |  | Southwestern Public Service Co | 17718 | TX | 115
60042 | Fluvanna Wind Energy LLC | 59245 | Fluvanna | 11773 FM 612 | Fluvanna | TX | 79517 | Scurry | 32.9319 | -101.1436 | TRE | ERCO | Electric Reliability Council of Texas, Inc. |  | 22 | NR | 2 | IPP Non-CHP | N |  | N |  | N |  | N | X |  | Oncor Electric Delivery Company LLC | 44372 | TX | 138 |  |  | N | [5 empty] | N | N
60688 | FGE Goodnight, LLC | 59246 | Goodnight | TBD | Claude | TX | 79019 | Armstrong | 35.0939 | -101.3261 | TRE | ERCO | Electric Reliability Council of Texas, Inc. |  | 22 | NR | 2 | IPP Non-CHP | N |  | N |  | N |  | N | X |  | Sharyland Utilities LP | 17008 | TX |  |  |  | N | [5 empty] | X | X
60040 | Hale Wind Energy | 59247 | Hale Community Wind Farm | TBD | Plainview | TX | 79072 | Hale | 33.9278 | -101.7422 | SPP | SWPP | Southwest Power Pool |  | 22 | NR | 2 | IPP Non-CHP | N |  | N |  | N |  |  | X |  | Southwestern Public Service Co | 17718 | TX
59063 | Camden Solar Center, LLC | 59248 | CCMUA | 1645 Ferry Avenue | Camden | NJ | 8104 | Camden | 39.9231 | -75.1275 | RFC | PJM | PJM Interconnection, LLC |  | 22 | NR | 2 | IPP Non-CHP | N |  | Y | QF-12-508-000 | N |  | N | X |  | Public Service Elec & Gas Co | 15477 | NJ | 0.48 |  |  | N | [5 empty] | X | X
60605 | Rio Bravo Solar I, LLC | 59249 | Rio Bravo Solar 1 LLC | 2 Miles NE of Hwy 33 and Lokem | McKittrick | CA | 93251 | Kern | 35.4161 | -119.6825 | WECC | CISO | California Independent System Operator |  | 22 | NR | 2 | IPP Non-CHP | N |  | N |  | N |  | N | X |  | Pacific Gas & Electric Co | 14328 | CA | 115 |  |  | N
60606 | Rio Bravo Solar II, LLC | 59250 | Rio Bravo Solar II LLC | 2.5 Mile NE of Intersection Hw | McKittrick | CA | 93251 | Kern | 35.4225 | -119.6292 | WECC | CISO | California Independent System Operator |  | 22 | NR | 2 | IPP Non-CHP | N |  | N |  | N |  | N | X |  | Pacific Gas & Electric Co | 14328 | CA | 115 |  |  | N
59991 | Caprock Solar 1, LLC | 59251 | Caprock Solar 1 LLC | 1414 A SH 469 | San Jon | NM | 88434 | Quay | 34.9828 | -103.3783 | SPP | SWPP | Southwest Power Pool |  | 22 | NR | 2 | IPP Non-CHP | N |  | N |  | N |  | N | X |  | Southwestern Public Service Co | 17718 | NM | 115 |  |  | N
59138 | SunPower Corporation, Systems | 59252 | Aragonne Solar LLC | 1837 Muniz Road | Santa Rosa | NM | 88435 | Guadalupe | 34.8103 | -104.9847 | WECC | PNM | Public Service Company of New Mexico |  | 22 | NR | 2 | IPP Non-CHP | N |  | N |  | N |  |  | X |  | Public Service Co of NM | 15473 | NM | 138 |  |  | N
60607 | Wildwood Solar II, LLC | 59253 | Wildwood Solar II | .75 Miles NE corner McCombs Rd | Wasco | CA | 93280 | Kern | 35.63 | -119.5739 | WECC | CISO | California Independent System Operator |  | 22 | NR | 2 | IPP Non-CHP | N |  | N |  | N |  | N | X |  | Pacific Gas & Electric Co | 14328 | CA | 115 |  |  | N
56889 | Rhode Island LFG Genco | 59254 | Johnston LFG Turbine Plant | 40 Shun Pike | Johnston | RI | 2919 | Providence | 41.8033 | -71.5233 | NPCC | ISNE | ISO New England Inc. | city water | 22 | NR | 2 | IPP Non-CHP | N |  | Y | QF-12-419 | N |  | N | X |  | The Narragansett Electric Co | 13214 | RI | 23 |  |  | N
9267 | Hoosier Energy R E C, Inc | 59255 | Osprey Point RES | 5384 West Old 54 | Sullivan | IN | 47882 | Sullivan | 39.0592 | -87.5061 | RFC | MISO | Midcontinent Independent Transmission System Operator, Inc.. |  | 22 | RE | 1 | Electric Utility | N |  | N |  | N |  | N | X |  | Hoosier Energy R E C, Inc | 9267 |  | 12 |  |  | N | [5 empty] | N | X
14328 | Pacific Gas & Electric Co | 59256 | Vaca Dixon Battery Storage System | 5221 Quinn Rd. | Vacaville | CA | 95688 | Solano | 38.3933 | -121.9278 | WECC | CISO | California Independent System Operator |  | 22 | RE | 1 | Electric Utility | N |  | N |  | N |  |  | X |  | Pacific Gas & Electric Co | 14328 | CA | 12 |  |  | Y
14328 | Pacific Gas & Electric Co | 59257 | Yerba Buena | 3403 Yerba Buena Road | San Jose | CA | 95135 | Santa Clara | 37.3058 | -121.755 | WECC | CISO | California Independent System Operator |  | 22 | RE | 1 | Electric Utility | N |  | N |  | N |  |  | X |  | Pacific Gas & Electric Co | 14328 | CA | 21 |  |  | Y
59080 | Soleil Energy Solutions, LLC | 59258 | Westside Solar Farm | 0 Highway 64 West | Asheboro | NC | 27205 | Randolph | 35.6947 | -79.8625 | SERC | CPLE | Progress Energy Carolinas - EAST |  | 22 | NR | 2 | IPP Non-CHP | N |  | N |  | N |  | N | X |  | Randolph Electric Member Corp | 15671 | NC | 115 | 12.47
59093 | Hidden View Dairy, LLC | 59260 | Hidden View Dairy, LLC | 1498 West SR 14 | Rensselaer | IN | 47978 | Jasper | 41.0328 | -87.0725 | RFC | MISO | Midcontinent Independent Transmission System Operator, Inc.. |  | 112 | NR | 6 | Industrial Non-CHP | N |  | N |  | N |  | N | X |  | Jasper County Rural E M C | 9665 | IN | 12 |  |  | N | [5 empty] | N | N
57128 | Bloom Energy | 59261 | Verizon-Torrance | 1501 Francisco Street | Torrance | CA | 90501 | Los Angeles | 33.8506 | -118.3042 | WECC | LDWP | Los Angeles Department of Water and Power | MUNICIPALITY | 22 | NR | 2 | IPP Non-CHP | N |  | N |  | N |  | N | X |  | Los Angeles Department of Water & Power | 11208 | CA | 13.2 |  |  | N | SOUTHERN CALIFORNIA GAS COMPANY |  |  |  |  | N
58661 | Sustainable Power Group, LLC | 59262 | Lancaster Little Rock | 110th St East and East Ave P | Landers | CA | 93536 | Los Angeles | 34.5994 | -117.9328 | WECC | CISO | California Independent System Operator |  | 22 | NR | 2 | IPP Non-CHP | N |  | N |  | N |  |  | X |  | Southern California Edison Co | 17609 | CA | 12.47 |  |  | N | [5 empty] | N | X
58661 | Sustainable Power Group, LLC | 59263 | Con Dios Solar 3 | Herdsman Road and Bowman Trail | Landers | CA | 92285 | San Bernardino | 34.2597 | -116.3403 | WECC | CISO | California Independent System Operator |  | 22 | NR | 2 | IPP Non-CHP | N |  | N |  | N |  | N | X |  | Southern California Edison Co | 17609 | CA | 25 |  |  | N | [5 empty] | N | N
58661 | Sustainable Power Group, LLC | 59264 | Con Dios Solar 11 | Sierra Vista and Herdman Road | Landers | CA | 92285 | San Bernardino | 34.26 | -116.3353 | WECC | CISO | California Independent System Operator |  | 22 | NR | 2 | IPP Non-CHP | N |  | N |  | N |  | N | X |  | Southern California Edison Co | 17609 | CA | 25 |  |  | N | [5 empty] | N | N
59089 | Merced Solar LLC | 59265 | Merced Solar LLC | 97 Vassar Avenue | Merced | CA | 95341 | Merced | 37.2678 | -120.4844 | WECC | CISO | California Independent System Operator |  | 22 | NR | 2 | IPP Non-CHP | N |  | N |  | N |  | N | X |  | Pacific Gas & Electric Co | 14328 | CA | 21 |  |  | N
59090 | Mission Solar LLC | 59267 | Mission Solar LLC | 235 Vassar Avenue | Merced | CA | 95341 | Merced | 37.2678 | -120.4825 | WECC | CISO | California Independent System Operator |  | 22 | NR | 2 | IPP Non-CHP | N |  | N |  | N |  | N | X |  | Pacific Gas & Electric Co | 14328 | CA | 21 |  |  | N
59091 | Hollister Solar LLC | 59268 | Hollister Solar LLC | 1850 Buena Vista Road | Hollister | CA | 95023 | San Benito | 36.8625 | -121.4289 | WECC | CISO | California Independent System Operator |  | 22 | NR | 2 | IPP Non-CHP | N |  | N |  | N |  | N | X |  | Pacific Gas & Electric Co | 14328 | CA | 21 |  |  | N
58661 | Sustainable Power Group, LLC | 59269 | Victor Mesa Linda B2 | 12601 Seneca Road | Victorville | CA | 92392 | San Bernardino | 34.5128 | -117.3872 | WECC | CISO | California Independent System Operator |  | 22 | NR | 2 | IPP Non-CHP | N |  | N |  | N |  | N | X |  | Southern California Edison Co | 17609 | CA | 12.47 |  |  | N | [5 empty] | N | X
58661 | Sustainable Power Group, LLC | 59270 | Victor Mesa Linda C2 | 12603 Seneca Road | Victorville | CA | 92392 | San Bernardino | 34.5114 | -117.3872 | WECC | CISO | California Independent System Operator |  | 22 | NR | 2 | IPP Non-CHP | N |  | N |  | N |  |  | X |  | Southern California Edison Co | 17609 | CA | 12.47 |  |  | N | [5 empty] | N | X
58661 | Sustainable Power Group, LLC | 59271 | Victor Mesa Linda D2 | 12605 Seneca Road | Victorville | CA | 92392 | San Bernardino | 34.5094 | -117.3872 | WECC | CISO | California Independent System Operator |  | 22 | NR | 2 | IPP Non-CHP | N |  | N |  | N |  |  | X |  | Southern California Edison Co | 17609 | CA | 12.47 |  |  | N | [5 empty] | N | X
58661 | Sustainable Power Group, LLC | 59272 | Victor Mesa Linda E2 | 12607 Seneca Road | Victorville | CA | 92392 | San Bernardino | 34.5081 | -117.3872 | WECC | CISO | California Independent System Operator |  | 22 | NR | 2 | IPP Non-CHP | N |  | N |  | N |  | N | X |  | Southern California Edison Co | 17609 | CA | 12.47 |  |  | N | [5 empty] | N | X
58661 | Sustainable Power Group, LLC | 59273 | SEPV Palmdale East | East Ave O and 110th St East | Palmdale | CA | 93591 | Los Angeles | 34.6131 | -117.9389 | WECC | CISO | California Independent System Operator |  | 22 | NR | 2 | IPP Non-CHP | N |  | N |  | N |  |  | X |  | Southern California Edison Co | 17609 | CA | 12.47 |  |  | N | [5 empty] | N | X
58661 | Sustainable Power Group, LLC | 59274 | Sutter Greeworks LLC | NY State Rte 25 and Fresh Pond | Calverton | NY | 11933 | Suffolk | 40.9281 | -72.7711 | NPCC | NYIS | New York Independent System Operator |  | 22 | NR | 2 | IPP Non-CHP | N |  | N |  | N |  |  | X |  | Long Island Power Authority | 11171 | NY | 13 |  |  | N | [5 empty] | X | X
58661 | Sustainable Power Group, LLC | 59275 | Sterlington Greenworks LLC | Middle Rd and Tucker Ln | Calverton | NY | 11933 | Suffolk | 41.0675 | -72.4403 | NPCC | NYIS | New York Independent System Operator |  | 22 | NR | 2 | IPP Non-CHP | N |  | N |  | N |  |  | X |  | Long Island Power Authority | 11171 | NY | 13 |  |  | N | [5 empty] | X | X
58661 | Sustainable Power Group, LLC | 59276 | Leavenworth Greenworks LLC | NY State Rte 25 and Peconic Av | Calverton | NY | 11933 | Suffolk | 40.9253 | -72.7633 | NPCC | NYIS | New York Independent System Operator |  | 22 | NR | 2 | IPP Non-CHP | N |  | N |  | N |  |  | X |  | Long Island Power Authority | 11171 | NY | 13 |  |  | N | [5 empty] | X | X
56990 | NJR Clean Energy Ventures Corporation | 59277 | Medford WWTP | 18 Fostertown Road | Medford | NJ | 8055 | Burlington | 39.9222 | -74.8067 | RFC | PJM | PJM Interconnection, LLC |  | 22 | NR | 2 | IPP Non-CHP | N |  | N |  | N |  |  | X |  | Public Service Elec & Gas Co | 15477 | NJ | 13.2 |  |  | N | [5 empty] | N | X
56990 | NJR Clean Energy Ventures Corporation | 59278 | Reeves South | 7-12 Reeves Station Road | Medford | NJ | 8055 | Burlington | 39.9267 | -74.8136 | RFC | PJM | PJM Interconnection, LLC |  | 22 | NR | 2 | IPP Non-CHP | N |  | N |  | N |  |  | X |  | Public Service Elec & Gas Co | 15477 | NJ | 13.2 |  |  | N | [5 empty] | N | X
57128 | Bloom Energy | 59279 | Life Technologies - Pleasanton | 6055 Sunol Blvd | Pleasanton | CA | 94566 | Alameda | 37.6439 | -121.8842 | WECC | CISO | California Independent System Operator | MUNICIPALITY | 22 | NR | 2 | IPP Non-CHP | N |  | N |  | N |  | N | X |  | Pacific Gas & Electric Co | 14328 | CA | 21 |  |  | N | Other - See pipeline notes. | PACIFIC GAS |  |  |  | N
57128 | Bloom Energy | 59280 | Kellogg's - San Jose | 475 Eggo Way | San Jose | CA | 95116 | Santa Clara | 37.3564 | -121.8719 | WECC | CISO | California Independent System Operator | MUNICIPALITY | 22 | NR | 2 | IPP Non-CHP | N |  | N |  | N |  | N | X |  | Pacific Gas & Electric Co | 14328 | CA | 12 |  |  | N | Other - See pipeline notes. | PACIFIC GAS |  |  |  | N
57128 | Bloom Energy | 59281 | eBay - South Jordan | 6614 West Crimson View Dr | South Jordan | UT | 84095 | Salt Lake | 40.5606 | -112.0478 | WECC | PACE | PacifiCorp - East | MUNICIPALITY | 22 | NR | 2 | IPP Non-CHP | N |  | N |  | N |  | N | X |  | PacifiCorp | 14354 | UT | 13.8 |  |  | N | Other - See pipeline notes. | NORTHWEST PIPELINE GP |  |  |  | N
57128 | Bloom Energy | 59282 | Green Machine | 9800 Savage Rd | Ft. George G. Meade | MD | 20755 | Anne Arundel | 39.1089 | -76.7714 | RFC | PJM | PJM Interconnection, LLC | MUNICIPALITY | 22 | NR | 2 | IPP Non-CHP | N |  | N |  | N |  | N | X |  | Baltimore Gas & Electric Co | 1167 | MD | 13.8 |  |  | N |  | TRANSCONTINENTAL GAS PIPELINE |  |  |  | N
58540 | California PV Energy LLC | 59283 | California PV Energy at ISD WWTP | 450 Walnut Meadows Drive | Oakley | CA | 94561 | Contra Costa | 38.0011 | -121.7039 | WECC | CISO | California Independent System Operator |  | 22 | NR | 2 | IPP Non-CHP | N |  | Y | QF14-28 | N |  | N | X |  | Pacific Gas & Electric Co | 14328 | CA | 20.8 |  |  | N | [5 empty] | N
60768 | Mammoth Plains Wind Project | 59284 | Mammoth Plains | 71119 N 2410 Rd | Oakwood | OK | 73658 | Dewey | 35.9789 | -98.7103 | SPP | SWPP | Southwest Power Pool | n/a | 22 | NR | 2 | IPP Non-CHP | N |  | N |  | N |  |  | X |  | Oklahoma Gas & Electric Co | 14063 | OK | 345 |  |  | N
59097 | WED NK Green LLC | 59295 | WED NK Green | 42 Thorton Way | North Kingstown | RI | 2852 | Washington | 41.5817 | -71.4867 | NPCC | ISNE | ISO New England Inc. |  | 22 | NR | 2 | IPP Non-CHP | N |  | N |  | N |  | N | X |  | The Narragansett Electric Co | 13214 | RI | 12.47 |  |  | N
59098 | Trishe Wind Ohio LLC | 59296 | Trishe Wind Ohio LLC |  | Grover Hill | OH | 45849 | Paulding | 41.0169 | -84.5936 | RFC | PJM | PJM Interconnection, LLC |  | 22 | NR | 2 | IPP Non-CHP | N |  | N |  | N |  | N | X |  | Ohio Power Co | 14006 | OH | 138 |  |  | N | [5 empty] | X | X
59100 | Sunlight General Solar Fund II, LLC | 59297 | Carrier Clinic | 252 County Road 601 | Belle Mead | NJ | 8502 | Somerset | 40.47 | -74.685 | RFC | PJM | PJM Interconnection, LLC |  | 22 | NR | 2 | IPP Non-CHP | N |  | N |  | N |  |  | X |  | Public Service Elec & Gas Co | 15477 | NJ | 480 |  |  | N
59101 | NTE Texas, LLC | 59298 | Pecan Creek Energy Center |  | Sweetwater | TX | 79556 | Nolan | 32.2183 | -100.3231 | TRE | ERCO | Electric Reliability Council of Texas, Inc. |  | 22 | NR | 2 | IPP Non-CHP | N |  | N |  | N |  | N | X |  | Oncor Electric Delivery Company LLC | 44372 | TX | 345 |  |  |  | ATMOS ENERGY CORPORATION | ENTERPRISE TEXAS PIPELINE
54842 | WM Renewable Energy LLC | 59299 | Waste Mangement Redwood LFGTE | 8950 Redwood Highway | Novato | CA | 94948 | Marin | 38.1608 | -122.565 | WECC | CISO | California Independent System Operator |  | 22 | NR | 2 | IPP Non-CHP | N |  | Y | pending | Y | pending | N | X |  | Pacific Gas & Electric Co | 14328 | CA | 12 |  |  | N | [5 empty] | X | X
59104 | Sequoia PV 2, LLC | 59300 | Hanford 1 and 2 | 9630 Orchard Drive | Hanford | CA | 93230 | Kings | 36.3067 | -119.6292 | WECC | CISO | California Independent System Operator |  | 22 | NR | 2 | IPP Non-CHP | N |  | Y | QF13-559; QF13-561 | N |  |  | X |  | Southern California Edison Co | 17609 | CA | 12 |  |  | N
59105 | WED Coventry One, LLC | 59301 | WED Coventry 1 | 210 Piggy Lane | Coventry | RI | 2816 | Kent | 41.6758 | -71.7075 | NPCC | ISNE | ISO New England Inc. |  | 22 | NR | 2 | IPP Non-CHP | N |  | Y | 13-568-00 | N |  | N | X |  | The Narragansett Electric Co | 13214 | RI | 620 |  |  | N | [5 empty] | X | X
59106 | WED Coventry Two, LLC | 59302 | WED Coventry 2 | 210 Piggy Lane | Coventry | RI | 2816 | Kent | 41.6725 | -71.7058 | NPCC | ISNE | ISO New England Inc. |  | 22 | NR | 2 | IPP Non-CHP | N |  | Y | 13-567-000 | N |  | N | X |  | The Narragansett Electric Co | 13214 | RI | 620 |  |  | N | [5 empty] | X | X
59107 | WED Coventry Three, LLC | 59305 | WED Coventry 3 | 5555 Flat River Drive | Coventry | RI | 2816 | Kent | 41.6956 | -71.7208 | NPCC | ISNE | ISO New England Inc. |  | 22 | NR | 2 | IPP Non-CHP | N |  | N |  | N |  | N | X |  | The Narragansett Electric Co | 13214 | RI | 620 |  |  | N | [5 empty] | X | X
59108 | WED Coventry Four, LLC | 59306 | WED Coventry 4 | 5555 Flat River Road | Coventry | RI | 2816 | Kent | 41.6864 | -71.7283 | NPCC | ISNE | ISO New England Inc. |  | 22 | NR | 2 | IPP Non-CHP | N |  | N |  | N |  | N | X |  | The Narragansett Electric Co | 13214 | RI | 620 |  |  | N | [5 empty] | X | X
59111 | Crawford Renewable Energy, LLC | 59307 | Crawford Renewable Energy - Meadville Po | Keystone Regional Industrial P | Cochranton | PA | 16445 | Crawford | 41.5292 | -80.2336 | MRO | PJM | PJM Interconnection, LLC |  | 22 | NR | 2 | IPP Non-CHP | N |  | N |  | N |  | N | X |  | Pennsylvania Electric Co | 14711 | PA | 93.5
60865 | CD Global Solar Holdings, LLC | 59308 | Beacon Solar Plant Site 5 | 29956 Highway 14 | Cantil | CA | 93519 | Kern | 35.2489 | -118.0344 | WECC | LDWP | Los Angeles Department of Water and Power |  | 22 | NR | 2 | IPP Non-CHP | N |  | N |  | N |  | N | X |  | Los Angeles Department of Water & Power | 11208 | CA | 34.5
60865 | CD Global Solar Holdings, LLC | 59309 | Beacon Solar Plant Site 2 | 29956 Highway 14 | Cantil | CA | 93519 | Kern | 35.2658 | -117.9992 | WECC | LDWP | Los Angeles Department of Water and Power |  | 22 | NR | 2 | IPP Non-CHP | N |  | N |  | N |  | N | X |  | Los Angeles Department of Water & Power | 11208 | CA | 34.5
58523 | Enerdyne Power Systems Inc | 59310 | Black Oak Power Producers, LLC | 5054 Highway HH | Hartville | MO | 65667 | Wright | 37.2319 | -92.4539 | SERC | AECI | Associated Electric Cooperative, Inc. |  | 22 | NR | 2 | IPP Non-CHP | N |  | N |  | N |  |  | X |  | Laclede Electric Coop, Inc | 10603 | MO | 12.47 |  |  | N
59115 | NextEra Energy Seiling Wind | 59311 | Seiling Wind I | 61495 N 2250 Road | Seiling | OK | 73663 | Dewey | 36.1225 | -98.9922 | SPP | SWPP | Southwest Power Pool |  | 22 | NR | 2 | IPP Non-CHP | N |  | N |  | N |  | N | X |  | Oklahoma Gas & Electric Co | 14063 | OK | 345 |  |  | N
59115 | NextEra Energy Seiling Wind | 59312 | Seiling Wind II | 61495 N 2250 Road | Seiling | OK | 73663 | Dewey | 36.1225 | -98.9922 | SPP | SWPP | Southwest Power Pool |  | 22 | NR | 2 | IPP Non-CHP | N |  | N |  | N |  | N | X |  | Oklahoma Gas & Electric Co | 14063 | OK | 345 |  |  | N
59116 | WED Coventry Five, LLC | 59313 | WED Coventry 5 | Victory Highway | Coventry | RI | 2816 | Kent | 41.6597 | -71.6997 | NPCC | ISNE | ISO New England Inc. |  | 22 | NR | 2 | IPP Non-CHP | N |  | N |  | N |  | N | X |  | The Narragansett Electric Co | 13214 | RI | 620 |  |  | N | [5 empty] | X | X
59117 | WED Coventry Six, LLC | 59314 | WED Coventry 6 | Victory Highway | Coventry | RI | 2816 | Kent | 41.6697 | -71.7083 | NPCC | ISNE | ISO New England Inc. |  | 22 | NR | 2 | IPP Non-CHP | N |  | N |  | N |  | N | X |  | The Narragansett Electric Co | 13214 | RI | 620 |  |  | N | [5 empty] | X | X
58661 | Sustainable Power Group, LLC | 59315 | Hecate Energy Beacon Solar 1 | 29956 Highway 14 | Cantil | CA | 93519 | Kern | 35.2694 | -118.0144 | WECC | LDWP | Los Angeles Department of Water and Power |  | 22 | NR | 2 | IPP Non-CHP | N |  | N |  | N |  | N | X |  | Los Angeles Department of Water & Power | 11208 | CA | 34.5 |  |  | N | [5 empty] | N | N
58661 | Sustainable Power Group, LLC | 59316 | Hecate Energy Beacon Solar 3 | 29956 Highway 14 | Cantil | CA | 93519 | Kern | 35.2531 | -118.0147 | WECC | LDWP | Los Angeles Department of Water and Power |  | 22 | NR | 2 | IPP Non-CHP | N |  | N |  | N |  | N | X |  | Los Angeles Department of Water & Power | 11208 | CA | 34.5 |  |  | N | [5 empty] | N | N
58661 | Sustainable Power Group, LLC | 59317 | Hecate Energy Beacon Solar 4 | 29956 Highway 14 | Cantil | CA | 93519 | Kern | 35.2536 | -118.0269 | WECC | LDWP | Los Angeles Department of Water and Power |  | 22 | NR | 2 | IPP Non-CHP | N |  | N |  | N |  | N | X |  | Los Angeles Department of Water & Power | 11208 | CA | 34.5 |  |  | N | [5 empty] | N | N
56990 | NJR Clean Energy Ventures Corporation | 59318 | North Run | 210 Jacobstown-Cookstown Road | Wrightstown | NJ | 8562 | Burlington | 40.0696 | -74.5848 | RFC | PJM | PJM Interconnection, LLC |  | 22 | NR | 2 | IPP Non-CHP | N |  | N |  | N |  | N | X |  | Jersey Central Power & Lt Co | 9726 | NJ | 34.5 |  |  | N | [5 empty] | N | X
56990 | NJR Clean Energy Ventures Corporation | 59319 | Rock Solid | 368 Fairfield Road | Howell | NJ | 7731 | Monmouth | 40.2297 | -74.2258 | RFC | PJM | PJM Interconnection, LLC |  | 22 | NR | 2 | IPP Non-CHP | N |  | N |  | N |  | N | X |  | Jersey Central Power & Lt Co | 9726 | NJ | 34.5 |  |  | N | [5 empty] | N | X
59119 | Los Vientos Windpower III, LLC | 59320 | Los Vientos Windpower III | 200 FM 490 | Rio Grande City | TX | 78582 | Starr | 26.3886 | -98.8061 | TRE | ERCO | Electric Reliability Council of Texas, Inc. |  | 22 | NR | 2 | IPP Non-CHP | N |  | N |  | N |  | N | X |  | AEP Texas Central Company | 3278 | TX | 138 |  |  | N
59120 | Los Vientos Windpower IV, LLC | 59321 | Los Vientos Windpower IV |  | Rio Grande City | TX | 78582 | Starr | 26.3806 | -98.8183 | TRE | ERCO | Electric Reliability Council of Texas, Inc. |  | 22 | NR | 2 | IPP Non-CHP | N |  | N |  | N |  | N | X |  | AEP Texas Central Company | 3278 | TX | 345 |  |  | N
59121 | Pumpjack Solar I, LLC | 59322 | Pumpjack Solar I | 4100 Lokern Rd | McKittrick | CA | 93251 | Kern | 35.3056 | -119.6225 | WECC | CISO | California Independent System Operator |  | 22 | NR | 2 | IPP Non-CHP | N |  | N |  | N |  | N | X |  | Pacific Gas & Electric Co | 14328 | CA | 115 |  |  | N
57081 | WGL Energy Systems, Inc | 59323 | Sacramento (SMUD) | 20 28th Street | Sacramento | CA | 95816 | Sacramento | 38.5872 | -121.4578 | WECC | BANC | Balancing Authority of Northern California |  | 22 | NR | 2 | IPP Non-CHP | N |  | N |  | N |  | N | X |  | Sacramento Municipal Util Dist | 16534 | CA | 480 |  |  | N | [5 empty] | N | N
59122 | The Medical Center Company | 59324 | MCCo Solar Generating Facility | 12435 Euclid Ave | Cleveland | OH | 44106 | Cuyahoga | 41.5164 | -81.5972 | RFC | PJM | PJM Interconnection, LLC |  | 22 | NR | 2 | IPP Non-CHP | N |  | N |  | N |  | N | X |  | City of Cleveland - (OH) | 3762 | OH | 13.8 |  |  | N | [5 empty] | N | N
59123 | NTE Carolinas, LLC | 59325 | Kings Mountain Energy Center |  | Kings Mountain | NC | 28086 | Cleveland | 35.2025 | -81.3631 | SERC | DUK | Duke Energy Carolinas | Municipality | 22 | NR | 2 | IPP Non-CHP | N |  | N |  | N |  | N | X |  | Duke Energy Carolinas, LLC | 5416 | NC | 230 |  |  |  |  | TRANSCONTINENTAL GAS PIPELINE
59124 | NTE Ohio LLC | 59326 | Middletown Energy Center |  | Middletown | OH | 45044 | Butler | 39.465 | -84.3478 | RFC | PJM | PJM Interconnection, LLC |  | 22 | NR | 2 | IPP Non-CHP | N |  | N |  | N |  | N | X |  | Duke Energy Ohio Inc | 3542 | OH | 345 |  |  |  |  | TEXAS EASTERN TRANSMISSION LP | ROCKIES EXPRESS PIPELINE LLC
59125 | Marlboro Mushroom | 59327 | Marlboro Mushrooms Solar Field | 200 Clonmell Upland RD | West Grove | PA | 19390 | Chester | 39.8828 | -75.8294 | RFC | PJM | PJM Interconnection, LLC |  | 111 | NR | 6 | Industrial Non-CHP | N |  | N |  | N |  | N | X |  | PECO Energy Co | 14940 | PA | 34 |  |  | N | [5 empty] | N | X
59129 | Foundation CA Fund VII Manager, LLC | 59328 | Golden Acorn Casino | 1800 Golden Acorn Way | Campo | CA | 91906 | San Diego | 32.7021 | -116.3546 | WECC | CISO | California Independent System Operator |  | 713 | NR | 4 | Commercial Non-CHP | N |  | Y | pending | N |  | N | X |  | San Diego Gas & Electric Co | 16609 | CA | 480 |  |  | N
59129 | Foundation CA Fund VII Manager, LLC | 59329 | City of Soledad Water Reclamation | 34520 Morisoli Road | Soledad | CA | 93960 | Monterey | 36.4211 | -121.3403 | WECC | CISO | California Independent System Operator |  | 22 | NR | 2 | IPP Non-CHP | N |  | Y | pending | N |  | N | X |  | Pacific Gas & Electric Co | 14328 | CA | 480 |  |  | N
59129 | Foundation CA Fund VII Manager, LLC | 59330 | Taylor Farms | 100 Puente Del Monte Ave | Gonzales | CA | 93926 | Monterey | 36.505 | -121.4517 | WECC | CISO | California Independent System Operator |  | 22 | NR | 2 | IPP Non-CHP | N |  | Y | pending | N |  | N | X |  | Pacific Gas & Electric Co | 14328 | CA | 12 |  |  | N
59129 | Foundation CA Fund VII Manager, LLC | 59331 | Anheuser-Busch #2 | 3101 Busch Drive | Fairfield | CA | 94533 | Solano | 38.2336 | -122.0925 | WECC | CISO | California Independent System Operator |  | 312 | NR | 6 | Industrial Non-CHP | N |  | Y | pending | N |  | N | X |  | Pacific Gas & Electric Co | 14328 | CA | 12 |  |  | N
59900 | Mesquite Creek Wind, LLC | 59332 | Mesquite Creek Wind | 2412 County Road W | Lamesa | TX | 79331 | Dawson | 32.7 | -101.7411 | TRE | ERCO | Electric Reliability Council of Texas, Inc. |  | 22 | NR | 2 | IPP Non-CHP | N |  | N |  | N |  |  | X |  | Wind Energy Transmission Texas LLC | 60066 |  | 345 |  |  | N
59132 | Faison Solar LLC | 59333 | Faison Solar | 166 Robert Hobbs Road | Faison | NC | 28341 | Duplin | 35.0697 | -78.1161 | SERC | CPLE | Progress Energy Carolinas - EAST |  | 22 | NR | 2 | IPP Non-CHP | N |  | Y | QF13-29-000 | N |  | N | X |  | Duke Energy Progress - (NC) | 3046 | NC | 23 |  |  | N
58468 | Dominion Renewable Energy | 59334 | Catalina Solar 2, LLC | 70101 125th Street West | Rosamond | CA | 93560 | Kern | 34.8122 | -118.3528 | WECC | CISO | California Independent System Operator |  | 22 | NR | 2 | IPP Non-CHP | N |  | Y | 15-650-002 | Y | EG14-91-000 | N | X |  | Southern California Edison Co | 17609 | CA | 220 |  |  | N
59135 | Inst and Envir Div Marine Logistics Base | 59335 | MCLB Landfill Gas to Energy | 814 Radford Blvd | Albany | GA | 31704 | Dougherty | 31.5461 | -84.0675 | SERC | SOCO | Southern Company Services, Inc. - Trans |  | 22 | NR | 3 | IPP CHP | N |  | N |  | N |  | N | X |  | Georgia Power Co | 7140 | GA | 12.4 |  |  | N | ALBANY WTR GAS LT COMM |  |  |  |  | N
59137 | Palmer Renewable Energy | 59336 | Palmer Renewable Energy | 1000 Page Blvd | Springfield | MA | 1104 | Hampden | 42.1489 | -72.5453 | NPCC | ISNE | ISO New England Inc. | Municipality | 22 | NR | 2 | IPP Non-CHP | N |  | N |  | N |  | N | X |  | Western Massachusetts Electric Company | 20455 | MA
59462 | Heelstone Energy Holdings, LLC | 59337 | Harrell's Hill Solar Center LLC | 260 Harrell's Hill Road | Mt. Oilive | NC | 28365 | Wayne | 35.2119 | -78.1008 | SERC | CPLE | Progress Energy Carolinas - EAST |  | 22 | NR | 2 | IPP Non-CHP | N |  | Y | QF13-162-000 | N |  | N | X |  | Duke Energy Progress - (NC) | 3046 | NC | 22.86 |  |  | N | [5 empty] | X | X
60459 | CXA Sundevil Power I | 59338 | PB1 - Gila River | 1250 East Watermelon Street | Gila Bend | AZ | 85337 | Maricopa | 32.975 | -112.6944 | WECC | GRMA | Gila River Power, LLC | Wells | 22 | NR | 2 | IPP Non-CHP | N |  | N |  | N |  | N | X |  | Arizona Public Service Co | 803 | AZ | 500 | 230 |  | N | Other - See pipeline notes. |  |  |  | El Paso Natural Gas Pipeline and Transwsetern | N | N
59138 | SunPower Corporation, Systems | 59339 | Quinto Solar PV Project | 30560 W. McCabe Road | Gustine | CA | 95322 | Merced | 37.1303 | -121.0522 | WECC | CISO | California Independent System Operator |  | 22 | NR | 2 | IPP Non-CHP | N |  | N |  | Y | EG14-104-000 | N | X |  | Pacific Gas & Electric Co | 14328 | CA | 230 |  |  | N
59140 | Dorena Hydro, LLC | 59357 | Dorena Hydro-Electric Facility | 37999 Spillway Road | Cottage Grove | OR | 97424 | Lane | 43.7867 | -122.9581 | WECC | PACW | PacifiCorp - West | Dorena Lake | 22 | NR | 2 | IPP Non-CHP | N |  | Y | 11-77-000 | N |  | N | X |  | PacifiCorp | 14354 | OR | 20.8 |  |  | N | [5 empty] | N | X
59141 | Devens | 59358 | Devens | 102 Walker Road | Shirley | MA | 1464 | Middlesex | 42.5592 | -71.6259 | NPCC | ISNE | ISO New England Inc. |  | 22 | NR | 2 | IPP Non-CHP | N |  | Y | QF14-513-000 | N |  | N | X |  | Massachusetts Electric Co | 11804 | MA | 25 |  |  | N
59139 | SunEdison LLC | 59359 | SCE-Snowline-Duncan Road (North) | 4678 Duncan Road, Unit A | Phelan | CA | 92371 | San Bernardino | 34.4739 | -117.5628 | WECC | CISO | California Independent System Operator |  | 22 | NR | 2 | IPP Non-CHP | N |  | Y | 14-754-000 | N |  | N | X |  | Southern California Edison Co | 17609 | CA | 12 |  |  | N
59139 | SunEdison LLC | 59360 | SCE-Snowline-Duncan Road (South) | 4678 Duncan Road, Unit B | Phelan | CA | 92371 | San Bernardino | 34.4714 | -117.5622 | WECC | CISO | California Independent System Operator |  | 22 | NR | 2 | IPP Non-CHP | N |  | Y | 14-755-000 | N |  | N | X |  | Southern California Edison Co | 17609 | CA | 12 |  |  | N
58258 | SunRay Power LLC | 59361 | Browne Solar LLC | 203 Stat Street | Palmer | MA | 1069 | Hampden | 42.2008 | -72.3222 | NPCC | ISNE | ISO New England Inc. |  | 22 | NR | 2 | IPP Non-CHP | N |  | Y | QF 14-298 | N |  |  | X |  | 4-County Electric Power Assn | 6641 | MS | 13.2 |  |  | N
58258 | SunRay Power LLC | 59362 | Indian Hill Solar LLC | 203 State Street | Palmer | MA | 1069 | Hampden | 42.2008 | -72.3222 | NPCC | ISNE | ISO New England Inc. |  | 22 | NR | 2 | IPP Non-CHP | N |  | Y | QF14-299 | N |  | N | X |  | Massachusetts Electric Co | 11804 | MA | 13.2 |  |  | N
58258 | SunRay Power LLC | 59363 | State Street Solar LLC | 203 State Street | Palmer | MA | 1069 | Hampden | 42.2008 | -72.3222 | NPCC | ISNE | ISO New England Inc. |  | 22 | NR | 2 | IPP Non-CHP | N |  | Y | QF14-300 | N |  |  | X |  | Massachusetts Electric Co | 11804 | MA | 13.2 |  |  | N
58258 | SunRay Power LLC | 59364 | Plainfield One Solar LLC | 1000 South Second Street | Plainfield | NJ | 7060 | Somerset | 40.605 | -74.4394 | NPCC | PJM | PJM Interconnection, LLC |  | 22 | NR | 2 | IPP Non-CHP | N |  | Y | QF13-331 | N |  |  | X |  | Public Service Elec & Gas Co | 15477 | NJ | 4.16 |  |  | N
58258 | SunRay Power LLC | 59365 | 24 Applegate Solar LLC | 24 Applegate Drive | Robbinsville | NJ | 8691 | Mercer | 40.2058 | -74.5797 | NPCC | PJM | PJM Interconnection, LLC |  | 22 | NR | 2 | IPP Non-CHP | N |  | Y | QF12-248 | N |  | N | X |  | Jersey Central Power & Lt Co | 9726 | NJ | 12.47 |  |  | N
58258 | SunRay Power LLC | 59366 | G&S Wantage Solar LLC | Clark Road, Block 4 Lots 1.01 | Wantage | NJ | 7461 | Sussex | 41.1892 | -74.5917 | NPCC | PJM | PJM Interconnection, LLC |  | 22 | NR | 2 | IPP Non-CHP | N |  | Y | QF 14-139 | Y | QF 14-139 | N | X |  | Jersey Central Power & Lt Co | 9726 | NJ | 34.5 |  |  | N
58258 | SunRay Power LLC | 59367 | Engelhard Solar LLC | 30 Engelhard Drive | Monroe | NJ | 8831 | Middlesex | 40.33 | -74.4625 | NPCC | PJM | PJM Interconnection, LLC |  | 22 | NR | 2 | IPP Non-CHP | N |  | Y | QF 13-332 | N |  |  | X |  | Jersey Central Power & Lt Co | 9726 | NJ | 277 |  |  | N
58258 | SunRay Power LLC | 59368 | Westborough Solar LLC | 7 Maple Ave | Westborough | MA | 1581 | Worcester | 42.2633 | -71.6092 | NPCC | ISNE | ISO New England Inc. |  | 22 | NR | 2 | IPP Non-CHP | N |  | Y | QF 14-140 | N |  |  | X |  | Massachusetts Electric Co | 11804 | MA | 13.8 |  |  | N
58258 | SunRay Power LLC | 59369 | Lakewood Seven Solar LLC | 1700 Oak Street | Lakewood | NJ | 8701 | Ocean | 40.0575 | -74.1856 | NPCC | PJM | PJM Interconnection, LLC |  | 22 | NR | 2 | IPP Non-CHP | N |  | Y | QF 12 -330 | N |  | N | X |  | Jersey Central Power & Lt Co | 9726 | NJ | 277 |  |  | N
58258 | SunRay Power LLC | 59370 | 4 Applegate Solar LLC | 4 Applegate Drive | Robbinsville | NJ | 8691 | Mercer | 40.1964 | -74.5836 | NPCC | PJM | PJM Interconnection, LLC |  | 22 | NR | 2 | IPP Non-CHP | N |  | Y | QF 13-326 | N |  | N | X |  | Jersey Central Power & Lt Co | 9726 | NJ | 277 |  |  | N
58258 | SunRay Power LLC | 59371 | 12 Applegate Solar LLC | 12 Applegate Drive | Robbinsville | NJ | 8691 | Mercer | 40.2003 | -74.5761 | NPCC | PJM | PJM Interconnection, LLC |  | 22 | NR | 2 | IPP Non-CHP | N |  | Y | QF 13-327 | N |  | N | X |  | Jersey Central Power & Lt Co | 9726 | NJ | 277 |  |  | N
59147 | Broshco Fabricated Products | 59373 | Broshco Fabricated Products | 1595 W. Longview Ave. | Mansfield | OH | 44906 | Richland | 40.7761 | -82.5686 | RFC | PJM | PJM Interconnection, LLC | Mansfield City | 332 | NR | 7 | Industrial CHP | N |  | N |  | N |  | N | X |  | Ohio Edison Co | 13998 | OH | 12.47 |  |  | N | COLUMBIA GAS DIST CO |  |  |  |  | N | X
59143 | Old Mill Solar | 59374 | Old Mill Solar | 60965 Highway 140 E | Bly | OR | 97622 | Klamath | 42.2033 | -121.0464 | WECC | PACW | PacifiCorp - West |  | 22 | NR | 2 | IPP Non-CHP | N |  | N |  | N |  | N | X |  | PacifiCorp | 14354 | OR | 12 |  |  | N
59150 | Rose Hill Solar LLC | 59375 | Rose Hill | 1315 West Charity Rd | Rose Hill | NC | 28458 | Duplin | 34.8239 | -77.9697 | SERC | CPLE | Progress Energy Carolinas - EAST |  | 22 | NR | 2 | IPP Non-CHP | N |  | Y | 12.288.001 | N |  |  | X |  | Duke Energy Progress - (NC) | 3046 | NC | 22.86 |  |  | N
59149 | Dunn Solar, LLC | 59376 | Dunn | 700 Webb Road | Dunn | NC | 28334 | Harnett | 35.475 | -78.5486 | SERC | CPLE | Progress Energy Carolinas - EAST |  | 22 | NR | 2 | IPP Non-CHP | N |  | Y | 12.270.001 | N |  |  | X |  | Duke Energy Progress - (NC) | 3046 | NC | 22.86 |  |  | N
59153 | FLS Solar 80, LLC | 59377 | Town of Cary | 4900 West Lake Road | Apex | NC | 28340 | Duplin | 34.8239 | -77.9697 | SERC | CPLE | Progress Energy Carolinas - EAST |  | 22 | NR | 2 | IPP Non-CHP | N |  | Y | 12.92.000 | N |  |  | X |  | Duke Energy Progress - (NC) | 3046 | NC | 22.86 |  |  | N
59148 | BP Helios Plaza | 59378 | Helios Plaza CHP Plant | 14110 Grisby Rd | Houston | TX | 77079 | Harris | 29.7833 | -95.6333 | TRE | ERCO | Electric Reliability Council of Texas, Inc. | Municipality | 22 | NR | 3 | IPP CHP | N |  | N |  | N |  | N | X |  | CenterPoint Energy | 8901 | TX | 41.6 |  |  | N | Other - See pipeline notes. | HOUSTON PL CO LP |  |  |  | N | N
59156 | Wapsie Valley Creamery | 59379 | Wapsie Valley Creamery Back Up Generator | 300 10th Street, NE | Independence | IA | 50644 | Buchanan | 42.4778 | -91.8911 | MRO | MISO | Midcontinent Independent Transmission System Operator, Inc.. | Wells | 311 | NR | 6 | Industrial Non-CHP | N |  | N |  | N |  | N | X |  | City of Independence - (IA) | 9230 | IA | 12.7 |  |  | N | [5 empty] | Y | Y
59158 | Wildwood Solar I, LLC | 59380 | Wildwood Solar I, LLC | 23900 McCombs Road | Wasco | CA | 93280 | Kern | 35.6158 | -119.5783 | WECC | CISO | California Independent System Operator |  | 22 | NR | 2 | IPP Non-CHP | N |  | Y | QF-14-585-000 | N |  |  | X |  | Pacific Gas & Electric Co | 14328 | CA | 115 |  |  | N
59157 | The Methodist Hospital | 59381 | The Methodist Hospital, Gas Turbine | 6565 Fannin Street | Houston | TX | 77030 | Harris | 29.7094 | -95.4003 | TRE | ERCO | Electric Reliability Council of Texas, Inc. | N/A | 622 | NR | 5 | Commercial CHP | N |  | N |  | N |  | N | X |  | CenterPoint Energy | 8901 | TX | 4.16 |  |  | N | CENTERPOINT ENERGY | CENTERPOINT ENERGY INTRASTATE PL LLC |  |  |  | X | X
18260 | Surprise Valley Electrification | 59382 | Paisley Geothermal Generating Plant | 38650 Highway 31 | Paisley | OR | 97636 | Lake | 42.6958 | -120.5578 | WECC | PACW | PacifiCorp - West | WELLS | 22 | RE | 1 | Electric Utility | N |  | Y | 13-276 | N |  | N | X |  | Surprise Valley Electrification | 18260 | OR | 69 |  |  | N
59160 | East Kansas Agri-Energy, LLC | 59383 | East Kansas Agri-Energy, LLC | 1304 South Main Street | Garnett | KS | 66032 | Anderson | 38.2725 | -95.2403 | SPP | SWPP | Southwest Power Pool | City fo Garnett | 325 | NR | 6 | Industrial Non-CHP | N |  | N |  | N |  | N | X |  | Kansas City Power & Light Co | 10000 | KS | 12.5 |  |  | N |  | SOUTHERN STAR CENTRAL GAS PIPELINE
59155 | First Wind O&M, LLC | 59384 | South Plains Wind Phase I | 1700 State Highway 207 | Floydada | TX | 79241 | Floyd | 34.0806 | -101.3236 | TRE | ERCO | Electric Reliability Council of Texas, Inc. |  | 22 | NR | 2 | IPP Non-CHP | N |  | N |  | N |  | N | X |  | Sharyland Utilities LP | 17008 | TX | 345 |  |  | N
58468 | Dominion Renewable Energy | 59386 | Enterprise Solar, LLC | 2336 South Bench Road | Newcastle | UT | 84756 | Iron | 37.6411 | -113.6125 | WECC | PACE | PacifiCorp - East |  | 22 | NR | 2 | IPP Non-CHP | N |  | Y | QF14-792 | N |  | N | X |  | PacifiCorp | 14354 | UT | 138 |  |  | N
58468 | Dominion Renewable Energy | 59387 | Escalante Solar I, LLC | 7100 North 1400 West | Milford | UT | 54751 | Beaver | 38.5242 | -113.0339 | WECC | PACE | PacifiCorp - East |  | 22 | NR | 2 | IPP Non-CHP | N |  | Y | QF14-789 | N |  |  | X |  | PacifiCorp | 14354 | UT | 345 |  |  | N
58468 | Dominion Renewable Energy | 59388 | Escalante Solar II, LLC | 5900 North 350 West | Milford | UT | 84751 | Beaver | 38.5008 | -113.03 | WECC | PACE | PacifiCorp - East |  | 22 | NR | 2 | IPP Non-CHP | N |  | Y | QF14-793 | N |  | N | X |  | PacifiCorp | 14354 | UT | 345 |  |  | N
58468 | Dominion Renewable Energy | 59389 | Escalante Solar III, LLC | 5500 North Hwy 257 | Milford | UT | 84751 | Beaver | 38.4978 | -112.9869 | WECC | PACE | PacifiCorp - East |  | 22 | NR | 2 | IPP Non-CHP | N |  | Y | QF14-794 | N |  | N | X |  | PacifiCorp | 14354 | UT | 345 |  |  | N
58677 | CD US Solar MT1 LLC | 59390 | True North | 12 Rabbit Road, Gate #1210 | Salisbury | MA | 1952 | Essex | 42.8475 | -70.8983 | NPCC | ISNE | ISO New England Inc. |  | 22 | NR | 2 | IPP Non-CHP | N |  | N |  | N |  | N | X |  | Massachusetts Electric Co | 11804 | MA | 22.9 |  |  | N
17583 | South Texas Electric Coop, Inc | 59391 | Red Gate Power Plant | 23601 West FM490 | Edinburg | TX | 78541 | Hidalgo | 26.4511 | -98.1775 | TRE | ERCO | Electric Reliability Council of Texas, Inc. | WELLS | 22 | RE | 1 | Electric Utility | N |  | N |  | N |  | N | X |  | AEP Texas Central Company | 3278 | TX | 138 |  |  | N |  | NET MEXICO PIPELINE |  |  | Served off a ~26 mile lateral connected to the Net Mexico Pipeline. The "Red Gate Pipeline" lateral is also owned and operated by NextEra Energy Partners, LP | N
59170 | North American Biofuels, LLC | 59392 | Blue Ridge Generating | 2700 Winchester | Irvine | KY | 40336 | Estill | 37.7411 | -83.9889 | RFC | PJM | PJM Interconnection, LLC |  | 22 | NR | 2 | IPP Non-CHP | N |  | N |  | N |  | N | X |  | Jackson Energy Coop Corp - (KY) | 9575 | KY | 12.47 |  |  | N
59171 | Suncore Photovoltaics, Inc | 59393 | Eubank Landfill Solar Array | 1660 Eubank Blvd SE | Albuquerque | NM | 87123 | Bernalillo | 35.0492 | -106.53 | WECC | PNM | Public Service Company of New Mexico |  | 22 | NR | 2 | IPP Non-CHP | N |  | N |  | N |  | N | X |  | Public Service Co of NM | 15473 | NM | 12.47 |  |  | N | [5 empty] | N | N
58440 | CD US Solar MT 2 LLC | 59394 | Grafton Solar | 21 Follette St | Grafton | MA | 1519 | Worcester | 42.1992 | -71.6792 | NPCC | ISNE | ISO New England Inc. |  | 22 | NR | 2 | IPP Non-CHP | N |  | N |  | N |  | N | X |  | Southern California Edison Co | 17609 | CA | 13.8 |  |  | N
59173 | City of Tulare Water Pollution Control | 59395 | City of Tulare Water Facility | 1875 South West Street | Tulare | CA | 93274 | Tulare | 36.185 | -119.375 | WECC | CISO | California Independent System Operator |  | 22132 | NR | 5 | Commercial CHP | N |  | N |  | N |  | N | X |  | Southern California Edison Co | 17609 | CA | 0.48 | 0.48 | 0.48 | N | SOUTHERN CALIFORNIA GAS COMPANY |  |  |  |  | N | N
59174 | CD US Solar MT3, LLC | 59396 | Shaffer | 201 Pond Street | Billerica | MA | 1821 | Middlesex | 42.5942 | -71.2494 | NPCC | ISNE | ISO New England Inc. |  | 22 | NR | 2 | IPP Non-CHP | N |  | Y | 14-523-000 | N |  | N | X |  | Massachusetts Electric Co | 11804 | MA | 13.2 |  |  | N
59175 | Searchlight Solar LLC | 59404 | Searchlight Solar |  | Searchlight | NV | 89046 | Clark | 35.4797 | -114.9361 | WECC | NEVP | Nevada Power Company |  | 22 | NR | 2 | IPP Non-CHP | N |  | Y | QF14-484-000 | N |  | N | X |  | Nevada Power Co | 13407 | NV | 69 |  |  | N | [5 empty] | X | X
59176 | Diamond Valley Solar LLC | 59405 | Diamond Valley Solar Project | 33725 E. Grand Avenue | Winchester | CA | 92596 | Riverside | 33.7131 | -117.0725 | WECC | CISO | California Independent System Operator |  | 22 | NR | 2 | IPP Non-CHP | N |  | Y | QF14-18-000 | N |  | N | X |  | Southern California Edison Co | 17609 | CA | 12 |  |  | N
59533 | Facile Solar LLC | 59406 | Facile Solar | 2635 West Front Street | Elon | NC | 27244 | Alamance | 36.0989 | -79.4939 | SERC | DUK | Duke Energy Carolinas |  | 22 | NR | 2 | IPP Non-CHP | N |  | Y | QF13-228 | N |  | N | X |  | Duke Energy Carolinas, LLC | 5416 | NC | 23.94 |  |  | N
59180 | Newman Solar LLC | 59407 | Newman Solar | 4920 Stan Roberts Senior Ave | El Paso | TX | 79934 | El Paso | 31.9783 | -106.4275 | WECC | EPE | El Paso Electric Company |  | 22 | NR | 2 | IPP Non-CHP | N |  | Y | QF14-708-000 | N |  | N | X |  | El Paso Electric Co | 5701 | TX | 13.8 |  |  | N
59183 | Shafter Solar LLC | 59408 | Shafter Solar LLC | 3701 Jewetta Ave North | Bakersfield | CA | 93314 | Kern | 35.3933 | -119.1278 | WECC | CISO | California Independent System Operator |  | 22 | NR | 2 | IPP Non-CHP | N |  | N |  | Y | Pending | N | X |  | Pacific Gas & Electric Co | 14328 | CA | 21.6 |  |  | N
59185 | CD US Solar PO 3, LLC | 59409 | Madelyn Solar, LLC | 28468 Smithson Road | Silver Lake | CA | 92342 | San Bernardino | 34.7683 | -117.3236 | WECC | CISO | California Independent System Operator |  | 22 | NR | 2 | IPP Non-CHP | N |  | N |  | N |  | N | X |  | Southern California Edison Co | 17609 | CA | 12 |  |  | N
59185 | CD US Solar PO 3, LLC | 59410 | Rudy Solar, LLC | 28368 Smithson Road | Silver Lake | CA | 92342 | San Bernardino | 34.7664 | -117.3236 | WECC | CISO | California Independent System Operator |  | 22 | NR | 2 | IPP Non-CHP | N |  | N |  | N |  | N | X |  | Southern California Edison Co | 17609 | CA | 12 |  |  | N
59185 | CD US Solar PO 3, LLC | 59411 | Mitchell Solar, LLC | 28258 Smithson Road | Silver Lake | CA | 92342 | San Bernardino | 34.765 | -117.3236 | WECC | CISO | California Independent System Operator |  | 22 | NR | 2 | IPP Non-CHP | N |  | N |  | N |  | N | X |  | Southern California Edison Co | 17609 | CA | 12 |  |  | N
59050 | Algonquin Power Co | 59412 | Algonquin SKIC20 Solar LLC | 2301 Santiago Road | Taft | CA | 93268 | Kern | 35.1261 | -119.2433 | WECC | CISO | California Independent System Operator |  | 22 | NR | 2 | IPP Non-CHP | N |  | N |  | N |  |  | X |  | Pacific Gas & Electric Co | 14328 | CA | 70 |  |  | N
56769 | Consolidated Edison Development Inc. | 59413 | Corcoran Solar 2 | 6734 Nevada Avenue | Corcoran | CA | 93201 | Kings | 36.1419 | -119.5817 | WECC | CISO | California Independent System Operator |  | 22 | NR | 2 | IPP Non-CHP | N |  | N |  | N |  | N | X |  | Pacific Gas & Electric Co | 14328 | CA | 115 |  |  | N
56769 | Consolidated Edison Development Inc. | 59414 | Atwell Island West Solar | 5189 Avenue 16 | Alpaugh | CA | 93219 | Tulare | 35.815 | -119.4597 | WECC | CISO | California Independent System Operator |  | 22 | NR | 2 | IPP Non-CHP | N |  | N |  | N |  | N | X |  | Pacific Gas & Electric Co | 14328 | CA | 115 |  |  | N
4180 | Connecticut Mun Elec Engy Coop | 59415 | Backus Microgrid Project | 4 Matlack Avenue | Norwich | CT | 6360 | New London | 41.5428 | -72.0936 | NPCC | ISNE | ISO New England Inc. |  | 22 | RE | 1 | Electric Utility | N |  | N |  | N |  | N | X |  | City of Norwich - (CT) | 13831 | CT | 13.8 |  |  | N
59187 | Anaheim Public Utilities | 59416 | Anaheim Solar Energy Plant | 800 W. Katella Ave. | Anaheim | CA | 92802 | Orange | 33.8025 | -117.9197 | WECC | CISO | California Independent System Operator |  | 22 | RE | 1 | Electric Utility | N |  | N |  | N |  | N | X |  | City of Anaheim - (CA) | 590 | CA | 12 |  |  | N
59188 | Pleasant Hill Wind Energy LLC | 59417 | Pleasant Hill Wind Energy Project | 597 FM 1471 | Lorenzo | TX | 79343 | Crosby | 33.7389 | -101.485 | SPP | SWPP | Southwest Power Pool |  | 22 | NR | 2 | IPP Non-CHP | N |  | Y | QF14-295-000 | N |  | N | X |  | South Plains Electric Coop Inc | 17561 | TX | 69 |  |  | N | [5 empty] | X | X
59192 | Amity Energy, LLC | 59418 | Amity Energy LLC |  | Amwell Township | PA | 15301 | Washington | 40.0714 | -80.2047 | RFC | PJM | PJM Interconnection, LLC |  | 22 | NR | 2 | IPP Non-CHP | N |  | N |  | Y | pending | N | X |  | West Penn Power Company | 20387 | PA | 25 |  |  | N |  | None |  |  |  | N | N
59139 | SunEdison LLC | 59421 | SCE-Snowline-White Road (South) | 8928 White Road, Unit C | Phelan | CA | 92371 | San Bernardino | 34.4131 | -117.4708 | WECC | CISO | California Independent System Operator |  | 22 | NR | 2 | IPP Non-CHP | N |  | N |  | N |  | N | X |  | Southern California Edison Co | 17609 | CA | 12 |  |  | N
59139 | SunEdison LLC | 59422 | SCE-Snowline-White Road (North) | 8928 White Road, Unit A | Phelan | CA | 92371 | San Bernardino | 34.4175 | -117.4697 | WECC | CISO | California Independent System Operator |  | 22 | NR | 2 | IPP Non-CHP | N |  | N |  | N |  | N | X |  | Southern California Edison Co | 17609 | CA | 12 |  |  | N
59139 | SunEdison LLC | 59423 | SCE-Snowline-White Rd (Central) | 8928 White Road, Unit B | Phelan | CA | 92371 | San Bernardino | 34.4153 | -117.47 | WECC | CISO | California Independent System Operator |  | 22 | NR | 2 | IPP Non-CHP | N |  | N |  | N |  | N | X |  | Southern California Edison Co | 17609 | CA | 12 |  |  | N
59200 | Indy Airport Solar Project II, LLC | 59424 | IND Solar Farm (Phase IIA) | 4250 W. Perimeter Road | Indianapolis | IN | 46241 | Marion | 39.6947 | -86.3217 | RFC | MISO | Midcontinent Independent Transmission System Operator, Inc.. |  | 22 | NR | 2 | IPP Non-CHP | N |  | Y | QF12-311-000 | N |  | N | X |  | Indianapolis Power & Light Co | 9273 | IN | 13.8 |  |  | N
59195 | Landfill Energy Systems | 59425 | Zimmerman Energy | 8912 SR 110 | Argos | IN | 46501 | Marshall | 41.2378 | -86.2461 | RFC | MISO | Midcontinent Independent Transmission System Operator, Inc.. |  | 22 | NR | 2 | IPP Non-CHP | N |  | Y | QF14-826-000 | N |  | N | X |  | Northern Indiana Pub Serv Co | 13756 | IN | 69 |  |  | N | [5 empty] | N | X
59199 | SolNCPower2, LLC | 59426 | GKS Solar | 932 Belvidere Road | Belvidere | NC | 27918 | Perquimans | 36.2483 | -76.5019 | SERC | PJM | PJM Interconnection, LLC |  | 22 | NR | 2 | IPP Non-CHP | N |  | Y | QF13-618-000 | N |  | N | X |  | Virginia Electric & Power Co | 19876 | NC | 22.86 |  |  | N
59202 | SolNCPower1, LLC | 59427 | Two Mile Solar | 157 Two Mile Desert Road | Winfall | NC | 27985 | Perquimans | 36.2231 | -76.4619 | SERC | PJM | PJM Interconnection, LLC |  | 22 | NR | 2 | IPP Non-CHP | N |  | Y | QF13-625-000 | N |  | N | X |  | Virginia Electric & Power Co | 19876 | NC | 34.5 |  |  | N
59205 | Baker Station Associates, LP | 59428 | Baker Creek Hydroelectric | 3890 Showers Pass Road | Bridgeville | CA | 95526 | Humboldt | 40.5264 | -123.7256 | WECC | CISO | California Independent System Operator | Baker Creek | 22 | NR | 2 | IPP Non-CHP | N |  | Y | 4627 | N |  | N | X |  | Pacific Gas & Electric Co | 14328 | CA | 12 |  |  | N | [5 empty] | X | X
59206 | Downs Farm Solar, LLC | 59429 | Downs Farm Solar | 407 NC 45 S | Cofield | NC | 27977 | Hertford | 36.3619 | -76.9169 | SERC | PJM | PJM Interconnection, LLC |  | 22 | NR | 2 | IPP Non-CHP | N |  | Y | 13-618-000 | N |  | N | X |  | Virginia Electric & Power Co | 19876 | NC | 34.5 |  |  | N
59208 | NRG Solar Las Vegas MB-1 | 59430 | NRG Solar Las Vegas MB-1 | 3950 Las Vegas Blvd. South | Las Vegas | NV | 89119 | Clark | 36.0886 | -115.1778 | WECC | NEVP | Nevada Power Company |  | 22 | NR | 2 | IPP Non-CHP | N |  | N |  | N |  | N | X |  | Nevada Power Co | 13407 | NV | 12.4 |  |  | N | [5 empty] | N | X
58661 | Sustainable Power Group, LLC | 59431 | Sierra Solar Greenworks | 11584 West Avenue I | Lancaster | CA | 93536 | Los Angeles | 34.7036 | -118.3342 | WECC | CISO | California Independent System Operator |  | 22 | NR | 2 | IPP Non-CHP | N |  | N |  | N |  | N | X |  | Southern California Edison Co | 17609 | CA | 66 |  |  | N | [5 empty] | N | X
59209 | Half Moon Ventures, LLC | 59432 | Duke Building 87 | 5355 W. 76th Street | Indianapolis | IN | 46268 | Marion | 39.8908 | -86.2556 | RFC | MISO | Midcontinent Independent Transmission System Operator, Inc.. |  | 22 | NR | 2 | IPP Non-CHP | N |  | N |  | N |  | N | X |  | Indianapolis Power & Light Co | 9273 | IN | 13.2 |  |  | N | [5 empty] | X | X
59209 | Half Moon Ventures, LLC | 59433 | Duke Building 98 | 8250-8258 Zionsville Road | Indianapolis | IN | 46268 | Marion | 39.9047 | -86.26 | RFC | MISO | Midcontinent Independent Transmission System Operator, Inc.. |  | 22 | NR | 2 | IPP Non-CHP | N |  | N |  | N |  | N | X |  | Indianapolis Power & Light Co | 9273 | IN | 13.2 |  |  | N | [5 empty] | X | X
59209 | Half Moon Ventures, LLC | 59434 | Duke Building 129 | 4925-4945 W. 86th Street | Indianapolis | IN | 46268 | Marion | 39.9108 | -86.2453 | RFC | MISO | Midcontinent Independent Transmission System Operator, Inc.. |  | 22 | NR | 2 | IPP Non-CHP | N |  | N |  | N |  | N | X |  | Indianapolis Power & Light Co | 9273 | IN | 13.2 |  |  | N | [5 empty] | X | X
56769 | Consolidated Edison Development Inc. | 59435 | Oak Tree Energy | 42359 169th Street | Clark | SD | 57225 | Clark | 44.9333 | -97.7414 | MRO | SWPP | Southwest Power Pool |  | 22 | NR | 2 | IPP Non-CHP | N |  | Y | 10-449-000 | N |  |  | X |  | NorthWestern Energy - (SD) | 13809 | SD | 69 |  |  | N
13559 | North American Natural Res | 59436 | Lennon Generating | 9536 E. Lennon Road | Lennon | MI | 48849 | Shiawassee | 42.9817 | -83.9794 | RFC | MISO | Midcontinent Independent Transmission System Operator, Inc.. |  | 22 | NR | 2 | IPP Non-CHP | N |  | N |  | N |  | N | X |  | Consumers Energy Co | 4254 | MI | 46 |  |  | N | [5 empty] | N | X
59178 | Brookfield Black Bear Hydro, LLC | 59437 | Stillwater B | 1062 Stillwater Avenue | Old Town | ME | 4489 | Penobscot | 44.9127 | -68.6838 | NPCC | ISNE | ISO New England Inc. | Penobscot River | 22 | NR | 2 | IPP Non-CHP | N |  | N |  | N |  | N | X |  | Emera Maine | 1179 | ME | 12.5 |  |  | N
59178 | Brookfield Black Bear Hydro, LLC | 59438 | Orono B | 18 Broadway | Orono | ME | 4473 | Penobscot | 44.8844 | -68.6639 | NPCC | ISNE | ISO New England Inc. | Penobscot River | 22 | NR | 2 | IPP Non-CHP | N |  | N |  | N |  | N | X |  | Emera Maine | 1179 | ME | 12.5 |  |  | N
59177 | Petra Engineering | 59439 | COC Surry LFG, LLC | 237 Landfill Road | Mount Airy | NC | 27030 | Surry | 36.4386 | -80.5683 | SERC | DUK | Duke Energy Carolinas |  | 22 | NR | 2 | IPP Non-CHP | N |  | Y | 12-17-000 | N |  | N | X |  | Duke Energy Carolinas, LLC | 5416 | NC | 12.47 |  |  | N | [5 empty] | N
59212 | Adelanto Solar II, LLC | 59440 | Adelanto Solar II, LLC | 13401 Rancho Road | Adelanto | CA | 92301 | San Bernardino | 34.5572 | -117.3775 | WECC | CISO | California Independent System Operator |  | 22 | NR | 2 | IPP Non-CHP | N |  | N |  | N |  | N | X |  | Southern California Edison Co | 17609 | CA | 33 |  |  | N
59211 | Adelanto Solar, LLC | 59441 | Adelanto Solar, LLC | 13291 Rancho Road | Adelanto | CA | 92301 | San Bernardino | 34.5572 | -117.3775 | WECC | CISO | California Independent System Operator |  | 22 | NR | 2 | IPP Non-CHP | N |  | N |  | N |  | N | X |  | Southern California Edison Co | 17609 | CA | 33 |  |  | N
56545 | Pattern Operators LP | 59442 | Logans Gap Wind LLC | 2011 CR 207 | Comanche | TX | 76442 | Comanche | 31.8225 | -98.6906 | TRE | ERCO | Electric Reliability Council of Texas, Inc. |  | 22 | NR | 2 | IPP Non-CHP | N |  | N |  | N |  | N | X |  | Oncor Electric Delivery Company LLC | 44372 | TX | 138 |  |  | N | [5 empty] | X | X
58468 | Dominion Renewable Energy | 59443 | TA-Acacia, LLC | 11025 West Avenue J | Lancaster | CA | 93536 | Los Angeles | 34.6892 | -118.3247 | WECC | CISO | California Independent System Operator |  | 22 | NR | 2 | IPP Non-CHP | N |  | Y | QF15-88-002 | N |  |  | X |  | Pacific Gas & Electric Co | 14328 | CA | 66 |  |  | N
803 | Arizona Public Service Co | 59444 | SR85 | 4699 S 83rd Ave | Buckeye | AZ | 58326 | Maricopa | 33.145 | -112.66 | WECC | AZPS | Arizona Public Service Company |  | 22 | RE | 1 | Electric Utility | N |  | N |  | N |  |  | X |  | Arizona Public Service Co | 803 | AZ | 12 |  |  | N
59215 | SA Solar Services, LLC | 59445 | St. Albans SPEED Project | 351 S. Main Street | St. Albans | VT | 5478 | Franklin | 44.7878 | -73.0886 | NPCC | ISNE | ISO New England Inc. |  | 22 | NR | 2 | IPP Non-CHP | N |  | N |  | N |  | N | X |  | Green Mountain Power Corp | 7601 | VT | 2 |  |  | N | [5 empty] | X | X
59214 | RE Cranbury Solar 1, LLC | 59446 | Cranbury | 5-8 Santa Fe Wau | Cranbury | NJ | 8512 | Middlesex | 40.3147 | -74.4992 | RFC | PJM | PJM Interconnection, LLC |  | 22 | NR | 2 | IPP Non-CHP | N |  | Y | QF-11-485-000 | N |  |  | X |  | Public Service Elec & Gas Co | 15477 | NJ | 13.2 |  |  | N
59213 | Maas Energy Works | 59447 | Pacific Rim Dairy Digester | 13406 Road 24 | Corcoran | CA | 93212 | Tulare | 36.0331 | -119.51 | WECC | CISO | California Independent System Operator |  | 22 | NR | 2 | IPP Non-CHP | N |  | N |  | N |  |  | X |  | Pacific Gas & Electric Co | 14328 | CA | 12.47 |  |  | N | SOUTHERN CALIFORNIA GAS COMPANY |  |  |  |  | X | X
59216 | S.C. Johnson & Son, Inc. | 59448 | Waxdale | 8311 16th Street | Sturtevant | WI | 53177 | Racine | 42.7094 | -87.8853 | RFC | MISO | Midcontinent Independent Transmission System Operator, Inc.. | MUNICIPALITY | 325 | NR | 7 | Industrial CHP | N |  | N |  | N |  | N | X |  | Wisconsin Electric Power Co | 20847 | MI | 24.9 |  |  | N | WISCONSIN ELEC PWR CO |  |  |  |  | N | N
17650 | Southern Power Co | 59449 | Decatur County Solar Project | 256 Solar Panel Road | Bainbridge | GA | 39817 | Decatur | 30.965 | -84.6261 | SERC | SOCO | Southern Company Services, Inc. - Trans |  | 22 | NR | 2 | IPP Non-CHP | N |  | Y | QF14-767-001 | N |  | N | X |  | Georgia Power Co | 7140 | GA | 115 |  |  | N | [5 empty] | X | X
17650 | Southern Power Co | 59450 | Decatur Parkway Solar Project, LLC | 1457 Brinson Airbase Road | Bainbridge | GA | 39817 | Decatur | 30.9919 | -84.6339 | SERC | SOCO | Southern Company Services, Inc. - Trans |  | 22 | NR | 2 | IPP Non-CHP | N |  | Y | QF15-222-001 | N |  | N | X |  | Georgia Power Co | 7140 | GA | 46 |  |  | N | [5 empty] | X | X
59217 | CBC Alternative Energy, LLC | 59451 | CBC Solar Energy Gen Fac Phase 2 | 3201 Transmitter Road | Garner | NC | 27529 | Wake | 35.6744 | -78.5261 | SERC | CPLE | Progress Energy Carolinas - EAST |  | 22 | NR | 2 | IPP Non-CHP | N |  | Y | 13-113-000 | N |  |  | X |  | Duke Energy Progress - (NC) | 3046 | NC | 0.48 |  |  | N
59218 | East. Michigan Univ. Heating Plant | 59452 | East. Michigan Univ. Heating Plant | 712 Oakwood | Ypsilanti | MI | 48197 | Washtenaw | 42.2489 | -83.6289 | RFC | MISO | Midcontinent Independent Transmission System Operator, Inc.. |  | 611 | NR | 5 | Commercial CHP | N |  | N |  | N |  | N | X |  | DTE Electric Company | 5109 | MI | 41 | 41 |  | N |  | DTE GAS COMPANY | ANR PIPELINE COMPANY | PANHANDLE EASTERN PIPELINE COMPANY |  | N | X
59219 | Albany Medical Center | 59453 | Albany Medical Ctr Cogen Plant | 470 Myrtle Ave | Albany | NY | 12208 | Albany | 42.655 | -73.7777 | NPCC | NYIS | New York Independent System Operator |  | 622 | NR | 5 | Commercial CHP | N |  | N |  | N |  | N | X |  | Niagara Mohawk Power Corp. | 13573 | NY | 13.2 |  |  | N | NIAGARA MOHAWK DBA NATIONAL GRID |  |  |  |  | N | X
59220 | Valencia Solar, LLC | 59454 | Valencia Solar | 5900 South Crayford Road | Tucson | AZ | 85706 | Pima | 32.1458 | -110.8669 | WECC | TEPC | Tucson Electric Power Company |  | 22 | NR | 2 | IPP Non-CHP | N |  | Y | QF13-539 | N |  | N | X |  | Tucson Electric Power Co | 24211 | AZ | 13.8 |  |  | N
59221 | Tech Park Solar, LLC | 59455 | Tech Park Solar | 8410C South Rita Road | Tucson | AZ | 85747 | Pima | 32.0979 | -110.8157 | WECC | TEPC | Tucson Electric Power Company |  | 22 | NR | 2 | IPP Non-CHP | N |  | Y | QF13-540 | N |  |  | X |  | Tucson Electric Power Co | 24211 | AZ | 13.7 |  |  | N
59222 | Qualcomm Incorporated | 59456 | P Plant | 5555 Morehouse Drive | San Diego | CA | 92121 | San Diego | 32.8947 | -117.1981 | WECC | CISO | California Independent System Operator | City of San Diego water | 541 | NR | 5 | Commercial CHP | N |  | N |  | N |  | N | X |  | San Diego Gas & Electric Co | 16609 | CA | 5 |  |  | N | SAN DIEGO GAS AND ELECTRIC COMPANY |  |  |  |  | N
59222 | Qualcomm Incorporated | 59457 | Q Plant | 10190 McKellar Blvd | San Diego | CA | 92121 | San Diego | 32.9042 | -117.2011 | WECC | CISO | California Independent System Operator | City of San Diego water | 541 | NR | 5 | Commercial CHP | N |  | N |  | N |  | N | X |  | San Diego Gas & Electric Co | 16609 | CA | 12 |  |  | N | SAN DIEGO GAS AND ELECTRIC COMPANY |  |  |  |  | N
59222 | Qualcomm Incorporated | 59458 | W Plant | 5751 Pacific Center Blvd | San Diego | CA | 92121 | San Diego | 32.9033 | -117.1956 | WECC | CISO | California Independent System Operator | City of San Diego Water | 541 | NR | 5 | Commercial CHP | N |  | N |  | N |  | N | X |  | San Diego Gas & Electric Co | 16609 | CA | 12 |  |  | N | SAN DIEGO GAS AND ELECTRIC COMPANY |  |  |  |  | N
59223 | BFI Waste Systems of GA, LLC | 59459 | Hickory Ridge Landfill Solar Project | 3330 Moreland Ave | Conley | GA | 30288 | DeKalb | 33.665 | -84.3361 | SERC | SEPA | Southeastern Power Administration |  | 22 | NR | 2 | IPP Non-CHP | N |  | N |  | N |  | N | X |  | Georgia Power Co | 7140 | GA | 480 |  |  | N | [5 empty] | N | X
17650 | Southern Power Co | 59460 | Kay Wind, LLC | 9105 North Ranch Drive | Newkirk | OK | 74647 | Kay | 36.9842 | -97.1336 | SPP | SPA | Southwestern Power Administration |  | 22 | NR | 2 | IPP Non-CHP | N |  | N |  | Y | EG15-17-000 | N | X |  | Oklahoma Gas & Electric Co | 14063 | OK | 345 |  |  | N | [5 empty] | X | X
59228 | Bowerman Power LFG, LLC | 59461 | Bowerman Power LFG, LLC | 11002 Bee Canyon Access Rd | Irvine | CA | 92602 | Orange | 33.7189 | -117.7022 | WECC | CISO | California Independent System Operator |  | 22 | NR | 2 | IPP Non-CHP | N |  | Y | QF-14-481-000 | N |  | N | X |  | Southern California Edison Co | 17609 | CA | 12 |  |  | N
59229 | Denver Int'l Airport IV Solar | 59462 | Denver Intl Airport IV Solar | 11345 Trussville St., Unit PV | Denver | CO | 80249 | Denver | 39.9006 | -104.6694 | WECC | SWPP | Southwest Power Pool |  | 22 | NR | 2 | IPP Non-CHP | N |  | N |  | N |  | N | X |  | Public Service Co of Colorado | 15466 | CO | 0.48 |  |  | N
59230 | DESRI V Mass Solar Holdco, LLC | 59463 | Ayers Village Solar | 48 Ayers Village Road | Methuen | MA | 1844 | Essex | 42.7919 | -71.1775 | NPCC | ISNE | ISO New England Inc. |  | 22 | NR | 2 | IPP Non-CHP | N |  | Y | QF-350-000 | N |  | N | X |  | Massachusetts Electric Co | 11804 | MA | 13 |  |  | N | [5 empty] | X | X
59230 | DESRI V Mass Solar Holdco, LLC | 59464 | Monson Solar | 4 Macomber Road | Monson | MA | 1057 | Hampden | 42.1244 | -72.3325 | NPCC | ISNE | ISO New England Inc. |  | 22 | NR | 2 | IPP Non-CHP | N |  | Y | QF-352-000 | N |  | N | X |  | Massachusetts Electric Co | 11804 | MA | 13 |  |  | N | [5 empty] | X | X
59230 | DESRI V Mass Solar Holdco, LLC | 59465 | Sullivan Solar | 500 Hathaway Road | New Bedford | MA | 2740 | Bristol | 41.655 | -70.9564 | NPCC | ISNE | ISO New England Inc. |  | 22 | NR | 2 | IPP Non-CHP | N |  | Y | QF14-675-000 | N |  | N | X |  | NSTAR Electric Company | 54913 | MA | 13 |  |  | N | [5 empty] | X | X
59230 | DESRI V Mass Solar Holdco, LLC | 59466 | Winchendon Solar | 800 Spring St. | Winchendon | MA | 1543 | Worcester | 42.6594 | -71.9917 | NPCC | ISNE | ISO New England Inc. |  | 22 | NR | 2 | IPP Non-CHP | N |  | Y | QF14-351-000 | N |  | N | X |  | Massachusetts Electric Co | 11804 | MA | 13 |  |  | N | [5 empty] | X | X
12807 | Michigan South Central Pwr Agy | 59467 | Coldwater Peaking Plant | 250 North Filmore Road | Coldwater | MI | 49036 | Branch | 41.9194 | -85.0242 | RFC | MISO | Midcontinent Independent Transmission System Operator, Inc.. | Municipality | 22 | RE | 1 | Electric Utility | N |  | N |  | N |  | N | X |  | Coldwater Board of Public Util | 3915 | MI | 138 |  |  | N | MICHIGAN GAS UTILITIES CO |  |  |  |  | N | X
59232 | Kearsarge Solar LLC | 59468 | KS Solar Six LLC | 95 Williamsville Road | Hubbardston | MA | 1452 | Worcester | 42.4708 | -72.045 | NPCC | ISNE | ISO New England Inc. |  | 22 | NR | 2 | IPP Non-CHP | N |  | Y | QF14-83-000 | N |  | N | X |  | Massachusetts Electric Co | 11804 | MA | 15 |  |  | N
58468 | Dominion Renewable Energy | 59469 | Alamo Solar | 14523 Melrose Road | Oro Grande | CA | 92368 | San Bernardino | 34.6822 | -117.3475 | WECC | CISO | California Independent System Operator |  | 22 | NR | 2 | IPP Non-CHP | N |  | Y | 15-601-003 | N |  | N | X |  | Southern California Edison Co | 17609 | CA | 33 |  |  | N
59237 | Ulysses Solar, LLC | 59470 | Cornell Snyder Road Solar Array | 800 Snyder Road | Lansing | NY | 14850 | Tompkins | 42.4975 | -76.46 | NPCC | NYIS | New York Independent System Operator |  | 22 | NR | 2 | IPP Non-CHP | N |  | Y | QF15-124-000 | N |  | N | X |  | New York State Elec & Gas Corp | 13511 | NY | 0.48 | 34.5 |  | N
59235 | Cogentrix Development Holdings, LLC | 59471 | Buckeye Generation Center, LLC | TBD | Buckeye | AZ |  | Maricopa | 33.2308 | -112.6264 | WECC | AZPS | Arizona Public Service Company | WELLS | 22 | NR | 2 | IPP Non-CHP | N |  | N |  | N |  | N | X |  | Arizona Public Service Co | 803 | AZ
57369 | Apple, Inc | 59472 | Ft. Churchill PV | 189 Sierra Way | Yerington | NV | 89447 | Lyon | 39.1281 | -119.14 | WECC | NEVP | Nevada Power Company |  | 518 | NR | 4 | Commercial Non-CHP | N |  | N |  | N |  | N | X |  | Nevada Power Co | 13407 | NV | 60 |  |  | N
57369 | Apple, Inc | 59473 | Apple Campus 2 PV | Wolfe Road & Homestead Road | Cupertino | CA | 95014 | Santa Clara | 37.33 | -122.01 | WECC | CISO | California Independent System Operator |  | 334 | NR | 6 | Industrial Non-CHP | N |  | N |  | N |  | N | X |  | Pacific Gas & Electric Co | 14328 | CA | 12.47
57369 | Apple, Inc | 59474 | Apple Data Center PV3 | 3123 Kelly Blvd | Conover | NC | 28613 | Catawba | 35.715 | -81.15 | SERC | DUK | Duke Energy Carolinas |  | 518 | NR | 4 | Commercial Non-CHP | N |  | N |  | N |  | N | X |  | Duke Energy Carolinas, LLC | 5416 | NC | 100 |  |  | N
59238 | Palo Duro Wind | 59475 | Palo Duro Wind | 14535 FM 1267 | Perryton | TX | 79070 | Ochiltree | 36.2439 | -101.0014 | SPP | SWPP | Southwest Power Pool |  | 22 | NR | 2 | IPP Non-CHP | N |  | N |  | N |  |  | X |  | Oklahoma Gas & Electric Co | 14063 | OK | 345 |  |  | N
59240 | Clarendon Solar Farm, LLC | 59476 | Clarendon Solar Farm | 1881 Route 7B Central | North Clarendon | VT | 5759 | Rutland | 43.5397 | -72.9558 | NPCC | ISNE | ISO New England Inc. |  | 22 | NR | 2 | IPP Non-CHP | N |  | N |  | N |  | N | X |  | Green Mountain Power Corp | 7601 | VT | 12.47 |  |  | N | [5 empty] | N | X
59241 | Claire Solar Partners LLC | 59477 | Claire Solar Farm | 1545 Hinesburg Road | South Burlington | VT | 5403 | Chittenden | 44.4261 | -73.1564 | NPCC | ISNE | ISO New England Inc. |  | 22 | NR | 2 | IPP Non-CHP | N |  | Y | 14-336-000 | N |  |  | X |  | Green Mountain Power Corp | 7601 | VT | 12.47 |  |  | N
9234 | Indiana Municipal Power Agency | 59478 | IMPA Richmond Solar Park | 2000 South US 27 | Richmond | IN | 47374 | Wayne | 39.8011 | -84.895 | RFC | PJM | PJM Interconnection, LLC |  | 22 | RE | 1 | Electric Utility | N |  | N |  | N |  | N | X |  | City of Richmond - (IN) | 15989 | IN | 13.8 |  |  | N | [5 empty] | N | X
9234 | Indiana Municipal Power Agency | 59479 | IMPA Frankton Solar Park | 711 Lafayette Avenue | Frankton | IN | 46044 | Madison | 40.2164 | -85.7747 | RFC | PJM | PJM Interconnection, LLC |  | 22 | RE | 1 | Electric Utility | N |  | N |  | N |  | N | X |  | Town of Frankton - (IN) | 6735 | IN | 12.42 |  |  | N | [5 empty] | N | X
9234 | Indiana Municipal Power Agency | 59480 | IMPA Rensselaer Solar Park | 1324 East Maple Street | Rensselaer | IN | 47978 | Jasper | 40.9461 | -87.1364 | RFC | MISO | Midcontinent Independent Transmission System Operator, Inc.. |  | 22 | RE | 1 | Electric Utility | N |  | N |  | N |  | N | X |  | City of Rensselaer - (IN) | 15860 | IN | 12.42 |  |  | N | [5 empty] | N | X
9234 | Indiana Municipal Power Agency | 59481 | IMPA Peru Solar Park | 800 Jackson Avenue | Peru | IN | 46970 | Miami | 40.7678 | -86.0456 | RFC | MISO | Midcontinent Independent Transmission System Operator, Inc.. |  | 22 | RE | 1 | Electric Utility | N |  | N |  | N |  | N | X |  | City of Peru - (IN) | 14839 | IN | 12.42 |  |  | N | [5 empty] | N | X
9234 | Indiana Municipal Power Agency | 59482 | IMPA Tell City Solar Park | 53 Old Indiana 237 | Tell City | IN | 47586 | Perry | 37.9461 | -86.7375 | RFC | MISO | Midcontinent Independent Transmission System Operator, Inc.. |  | 22 | RE | 1 | Electric Utility | N |  | N |  | N |  | N | X |  | City of Tell City - (IN) | 18538 | IN | 13.8 |  |  | N | [5 empty] | N | X
9234 | Indiana Municipal Power Agency | 59483 | IMPA Crawfordsville Solar Park | 500 Memorial Drive | Crawfordsville | IN | 47933 | Montgomery | 40.0531 | -86.8872 | RFC | MISO | Midcontinent Independent Transmission System Operator, Inc.. |  | 22 | RE | 1 | Electric Utility | N |  | N |  | N |  | N | X |  | Crawfordsville Elec, Lgt & Pwr | 4508 | IN | 13.8 |  |  | N | [5 empty] | N | X
59254 | NuGen Capital Management | 59484 | Hadley Solar, LLC | 146 Mill Valley Road | Hadley | MA | 1035 | Hampshire | 42.3521 | -72.5389 | NPCC | ISNE | ISO New England Inc. |  | 22 | NR | 2 | IPP Non-CHP | N |  | N |  | N |  | N | X |  | Western Massachusetts Electric Company | 20455 | MA | 13.8 | 13.8 | 13.8 | N | [5 empty] | X | X
59254 | NuGen Capital Management | 59485 | 265 Pleasant Solar NG, LLC | 265 Pleasant Rd | Lunenburg | MA | 1462 | Worcester | 42.5814 | -71.7622 | NPCC | ISNE | ISO New England Inc. |  | 22 | NR | 2 | IPP Non-CHP | N |  | N |  | N |  | N | X |  | Unitil Energy Systems | 24590 | NH | 13.8 | 13.8 | 13.8 | N | [5 empty] | X | X
59245 | Lanier Solar | 59486 | Lanier Solar | Jackson Store Road | Beulaville | NC | 28518 | Duplin | 34.8989 | -77.8089 | SERC | DUK | Duke Energy Carolinas |  | 22 | NR | 2 | IPP Non-CHP | N |  | Y | 14-581 | N |  |  | X |  | Duke Energy Carolinas, LLC | 5416 | NC | 22.9 |  |  | N
61060 | Cypress Creek Renewables | 59487 | Highwater Solar I | Belfast Road | Stoney Creek | NC | 27530 | Wayne | 35.4339 | -77.99 | SERC | DUK | Duke Energy Carolinas |  | 22 | NR | 2 | IPP Non-CHP | N |  | Y | 14-525 | N |  |  | X |  | Duke Energy Carolinas, LLC | 5416 | NC | 23 |  |  | N
59247 | Bearford Solar II LLC | 59488 | Bearford Solar II | 478 Old Savannah Road | Burgaw | NC | 28425 | Pender | 34.6119 | -77.9289 | SERC | DUK | Duke Energy Carolinas |  | 22 | NR | 2 | IPP Non-CHP | N |  | Y | 14-582 | N |  | N | X |  | Duke Energy Carolinas, LLC | 5416 | NC | 22.8
59244 | GEM Energy LLC | 59489 | Anthony Wayne Solar #1 | 671 Spencer Street | Toledo | OH | 43609 | Lucas | 41.6272 | -83.5747 | RFC | PJM | PJM Interconnection, LLC |  | 22 | NR | 2 | IPP Non-CHP | N |  | N |  | N |  | N | X |  | The Toledo Edison Co | 18997 | OH | 12.47 |  |  | N | [5 empty] | N | X
59860 | Jett Creek | 59490 | Jett Creek Windfarm |  | Huntington | OR | 97907 | Baker | 44.425 | -117.2739 | WECC | IPCO | Idaho Power Company |  | 22 | NR | 2 | IPP Non-CHP | N |  | Y | 12-183-000 | N |  | N | X |  | Idaho Power Co | 9191 | OR | 138 |  |  | N | [5 empty] | X | X
59861 | Benson Creek | 59491 | Benson Creek Windfarm |  | Huntington | OR | 97907 | Baker | 44.3669 | -117.3439 | WECC | IPCO | Idaho Power Company |  | 22 | NR | 2 | IPP Non-CHP | N |  | Y | 12-181-000 | N |  | N | X |  | Idaho Power Co | 9191 | OR | 138 |  |  | N | [5 empty] | X | X
59862 | Durbin Creek | 59492 | Durbin Creek Windfarm |  | Huntington | OR | 97907 | Baker | 44.3531 | -117.3231 | WECC | IPCO | Idaho Power Company |  | 22 | NR | 2 | IPP Non-CHP | N |  | Y | 12-182-000 | N |  | N | X |  | Idaho Power Co | 9191 | OR | 138 |  |  | N | [5 empty] | X | X
59863 | Prospector | 59493 | Prospector Windfarm |  | Huntington | OR | 97907 | Baker | 44.4181 | -117.255 | WECC | IPCO | Idaho Power Company |  | 22 | NR | 2 | IPP Non-CHP | N |  | Y | 12-180-000 | N |  | N | X |  | Idaho Power Co | 9191 | OR | 138 |  |  | N | [5 empty] | X | X
59864 | Willow Spring | 59494 | Willow Spring Windfarm |  | Huntington | OR | 97907 | Baker | 44.3819 | -117.2731 | WECC | IPCO | Idaho Power Company |  | 22 | NR | 2 | IPP Non-CHP | N |  | Y | 14-231-000 | N |  | N | X |  | Idaho Power Co | 9191 | OR | 138 |  |  | N | [5 empty] | X | X
59252 | GRE 314 East Lyme LLC | 59495 | Antares-GRE 314 East Lyme LLC | 20 Farm Meadow Road | East Lyme | CT | 6333 | New London | 41.4169 | -72.2344 | NPCC | ISNE | ISO New England Inc. |  | 22 | NR | 2 | IPP Non-CHP | N |  | Y | 14-782-000 | Y | 14-56-000 |  | X |  | Connecticut Light & Power Co | 4176 | CT | 23 |  |  | N
59251 | Brigham Young Univ Idaho | 59496 | BYUI Central Energy Facility | 425 South 1st West | Rexburg | ID | 83460 | Madison | 43.8169 | -111.7858 | WECC | PACE | PacifiCorp - East |  | 611 | NR | 5 | Commercial CHP | Y | QF13-84 | N |  | N |  | N | X |  | PacifiCorp | 14354 | ID | 12.47 |  |  | N | INTERMOUNTAIN GAS COMPANY | INTERMOUNTAIN GAS COMPANY |  |  |  | N | N
61060 | Cypress Creek Renewables | 59497 | Andrew Solar | 790 Washington Post Road | New Bern | NC | 28560 | Craven | 35.1608 | -77.1099 | SERC | DUK | Duke Energy Carolinas |  | 22 | NR | 2 | IPP Non-CHP | N |  | Y | QF14-369-000 | N |  | N | X |  | Duke Energy Carolinas, LLC | 5416 | NC | 12.47 |  |  | N
61060 | Cypress Creek Renewables | 59498 | Tracy Solar | 8928 Winters Road | Bailey | NC | 27807 | Nash | 35.7998 | -78.1398 | SERC | DUK | Duke Energy Carolinas |  | 22 | NR | 2 | IPP Non-CHP | N |  | N |  | N |  | N | X |  | Duke Energy Carolinas, LLC | 5416 | NC | 12.47 |  |  | N
59903 | Candace Solar LLC | 59499 | Candace Solar | 4838 US70-ALT | Princeton | NC | 27569 | Johnston | 35.487 | -78.1922 | SERC | CPLE | Progress Energy Carolinas - EAST |  | 22 | NR | 2 | IPP Non-CHP | N |  | Y | QF14-545-000 | N |  | N | X |  | Duke Energy Progress - (NC) | 3046 | NC | 22.86 |  |  | N | [5 empty] | N | X
59278 | Sarah Solar, LLC | 59500 | Sarah Solar | 171 Brewer Road | Louisburg | NC | 27549 | Franklin | 36.1394 | -78.1469 | SERC | CPLE | Progress Energy Carolinas - EAST |  | 22 | NR | 2 | IPP Non-CHP | N |  | Y | 14-366-000 | N |  | N | X |  | Duke Energy Progress - (NC) | 3046 | NC | 22.9 |  |  | N
59279 | Nitro Solar, LLC | 59501 | Nitro Solar | 1990 Yelverton Grove Road | Smitfield | NC | 27577 | Johnston | 35.4869 | -78.3139 | SERC | CPLE | Progress Energy Carolinas - EAST |  | 22 | NR | 2 | IPP Non-CHP | N |  | Y | 14-367-000 | N |  |  | X |  | Duke Energy Progress - (NC) | 3046 | NC | 22.9 |  |  | N
60008 | Melinda Solar LLC | 59502 | Melinda Solar | 433 Foster Road | Henderson | NC | 27537 | Vance | 36.2487 | -78.3475 | SERC | CPLE | Progress Energy Carolinas - EAST |  | 22 | NR | 2 | IPP Non-CHP | N |  | N |  | N |  | N | X |  | Duke Energy Progress - (NC) | 3046 | NC | 22.86 |  |  | N
61060 | Cypress Creek Renewables | 59503 | Jacob Solar | 200 Berry Lane | Reidsville | NC | 27320 | Rockingham | 36.2922 | -79.6214 | SERC | DUK | Duke Energy Carolinas |  | 22 | NR | 2 | IPP Non-CHP | N |  | Y | QF13-509-000 | N |  | N | X |  | Duke Energy Carolinas, LLC | 5416 | NC | 23 |  |  | N
60009 | Porter Solar LLC | 59504 | Porter Solar | 1101 Askins Brick Road | New Bern | NC | 28560 | Craven | 35.2167 | -77.0743 | SERC | CPLE | Progress Energy Carolinas - EAST |  | 22 | NR | 2 | IPP Non-CHP | N |  | N |  | N |  | N | X |  | Duke Energy Progress - (NC) | 3046 | NC | 22.86 |  |  | N
59904 | Sun Devil Solar LLC | 59505 | Sun Devil Solar | US Highway 158 | Littleton | NC | 27850 | Warren | 36.432 | -77.9703 | SERC | CPLE | Progress Energy Carolinas - EAST |  | 22 | NR | 2 | IPP Non-CHP | N |  | N |  | N |  | N | X |  | Duke Energy Progress - (NC) | 3046 | NC | 22.86 |  |  | N
60010 | Quincy Solar LLC | 59506 | Quincy Solar | 22220 Dunn Road | Fayetteville | NC | 28312 | Cumberland | 35.0717 | -78.8078 | SERC | CPLE | Progress Energy Carolinas - EAST |  | 22 | NR | 2 | IPP Non-CHP | N |  | Y | QF14-363-000 | N |  | N | X |  | Duke Energy Progress - (NC) | 3046 | NC | 22.86 |  |  | N
61060 | Cypress Creek Renewables | 59507 | Kenneth Solar | 912 Warren Plains Road | Warrenton | NC | 27589 | Warren | 36.4338 | -78.1526 | SERC | CPLE | Progress Energy Carolinas - EAST |  | 22 | NR | 2 | IPP Non-CHP | N |  | N |  | N |  | N | X |  | Duke Energy Progress - (NC) | 3046 | NC | 23 |  |  | N
61060 | Cypress Creek Renewables | 59508 | Chei Solar | 2440 Whitley Wilder Loop Road | Middlesex | NC | 27557 | Nash | 35.8918 | -78.1823 | SERC | CPLE | Progress Energy Carolinas - EAST |  | 22 | NR | 2 | IPP Non-CHP | N |  | N |  | N |  | N | X |  | Duke Energy Progress - (NC) | 3046 | NC | 12 |  |  | N
61060 | Cypress Creek Renewables | 59509 | Murdock Solar | 2780 Guy Road | Clayton | NC | 27520 | Johnston | 35.6633 | -78.5206 | SERC | CPLE | Progress Energy Carolinas - EAST |  | 22 | NR | 2 | IPP Non-CHP | N |  | N |  | N |  | N | X |  | Duke Energy Progress - (NC) | 3046 | NC | 12 |  |  | N
61060 | Cypress Creek Renewables | 59510 | Husky Solar | NC Highway 87 | Reidsville | NC | 27320 | Rockingham | 36.2847 | -79.5667 | SERC | DUK | Duke Energy Carolinas |  | 22 | NR | 2 | IPP Non-CHP | N |  | N |  | N |  | N | X |  | Duke Energy Carolinas, LLC | 5416 | NC | 22.86 |  |  | N
61060 | Cypress Creek Renewables | 59511 | Beetle Solar | 1926 Bachelor Road | Mooresboro | NC | 28111 | Cleveland | 35.1785 | -81.665 | SERC | DUK | Duke Energy Carolinas |  | 22 | NR | 2 | IPP Non-CHP | N |  | N |  | N |  | N | X |  | Duke Energy Carolinas, LLC | 5416 | NC | 22.86 |  |  | N
61060 | Cypress Creek Renewables | 59512 | Happy Solar | 831 Ivey Road | Four Oaks | NC | 27524 | Johnston | 35.3965 | -78.5108 | SERC | CPLE | Progress Energy Carolinas - EAST |  | 22 | NR | 2 | IPP Non-CHP | N |  | N |  | N |  | N | X |  | Duke Energy Progress - (NC) | 3046 | NC | 12 |  |  | N
59263 | Fresh Air Energy XVIII, LLC | 59513 | Meadows PV 1 | 1245 Meadows Road | Williamston | NC | 27892 | Martin | 35.8369 | -77.1269 | SERC | PJM | PJM Interconnection, LLC |  | 22 | NR | 2 | IPP Non-CHP | N |  | Y | QF14-577-00 | N |  | N | X |  | Virginia Electric & Power Co | 19876 | NC | 34.5 |  |  | N
58970 | Ecoplexus, Inc | 59514 | Flat Meeks PV 1 |  | Robersonville | NC | 27871 | Martin | 35.8067 | -77.2706 | SERC | PJM | PJM Interconnection, LLC |  | 22 | NR | 2 | IPP Non-CHP | N |  | N |  | N |  | N | X |  | Virginia Electric & Power Co | 19876 | NC | 12.5 |  |  | N
58970 | Ecoplexus, Inc | 59515 | Benthall Bridge PV 1 | 239 Benthall Bridge Rd. | Murfeesboro | NC | 27855 | Hertford | 36.42 | -77.1003 | SERC | PJM | PJM Interconnection, LLC |  | 22 | NR | 2 | IPP Non-CHP | N |  | Y | QF15-483 | N |  | N | X |  | Virginia Electric & Power Co | 19876 | NC | 34.5 |  |  | N
58970 | Ecoplexus, Inc | 59516 | American Legion PV 1 |  | Roanoke Rapids | NC | 27870 | Halifax | 36.4183 | -77.6558 | SERC | PJM | PJM Interconnection, LLC |  | 22 | NR | 2 | IPP Non-CHP | N |  | Y | QF15-255 | N |  | N | X |  | Virginia Electric & Power Co | 19876 | NC | 34.5 |  |  | N
58970 | Ecoplexus, Inc | 59517 | Baker PV 1 | 1029 NC11 S | Aulander | NC | 27805 | Hertford | 36.2703 | -77.0603 | SERC | PJM | PJM Interconnection, LLC |  | 22 | NR | 2 | IPP Non-CHP | N |  | Y | QF15-256 | N |  | N | X |  | Virginia Electric & Power Co | 19876 | NC | 34.5 |  |  | N
58970 | Ecoplexus, Inc | 59518 | Grandy PV 1 | 6562 Caratoke Hwy | Grandy | NC | 27939 | Currituck | 36.2336 | -75.8808 | SERC | PJM | PJM Interconnection, LLC |  | 22 | NR | 2 | IPP Non-CHP | N |  | Y | QF15-130 | N |  |  | X |  | Virginia Electric & Power Co | 19876 | NC | 34.5 |  |  | N
58970 | Ecoplexus, Inc | 59519 | Old Catawba PV 1 | 3414 Old Catawba Road | Claremont | NC | 58610 | Catawba | 35.7117 | -81.1342 | SERC | DUK | Duke Energy Carolinas |  | 22 | NR | 2 | IPP Non-CHP | N |  | Y | QF15-132 | N |  | N | X |  | Duke Energy Carolinas, LLC | 5416 | NC | 34.5 |  |  | N
58970 | Ecoplexus, Inc | 59520 | Manning PV 1 | 911 Manning Ave. | Elon | NC | 27244 | Alamance | 36.1192 | -79.5214 | SERC | DUK | Duke Energy Carolinas |  | 22 | NR | 2 | IPP Non-CHP | N |  | Y | QF15-133 | N |  | N | X |  | Duke Energy Carolinas, LLC | 5416 | NC | 23 |  |  | N
58970 | Ecoplexus, Inc | 59521 | Little River PV 1 | 1128 Little River Road | Randolph | NC | 27205 | Randolph | 35.5389 | -79.8042 | SERC | DUK | Duke Energy Carolinas |  | 22 | NR | 2 | IPP Non-CHP | N |  | Y | QF15-136 | N |  | N | X |  | Duke Energy Carolinas, LLC | 5416 | NC | 23 |  |  | N
59257 | Giffen Solar Park, LLC | 59522 | Giffen Solar Park | 30336 West Mountain View Ave | Cantua Creek | CA | 93210 | Fresno | 36.5447 | -120.3161 | WECC | CISO | California Independent System Operator |  | 22 | NR | 2 | IPP Non-CHP | N |  | N |  | N |  | N | X |  | Pacific Gas & Electric Co | 14328 | CA | 70 |  |  | N
59258 | Five Points Solar Park, LLC | 59523 | Five Points Solar Park | 24117 W. Excelsior Ave. | Five Points | CA | 93210 | Fresno | 36.3869 | -120.2367 | WECC | CISO | California Independent System Operator |  | 22 | NR | 2 | IPP Non-CHP | N |  | N |  | N |  |  | X |  | Pacific Gas & Electric Co | 14328 | CA | 115 |  |  | N
56769 | Consolidated Edison Development Inc. | 59524 | Blackwell Solar Park | California SR 46 | Lost Hills | CA | 93249 | Kern | 35.6042 | -119.8497 | WECC | CISO | California Independent System Operator |  | 22 | NR | 2 | IPP Non-CHP | N |  | N |  | N |  | N | X |  | Pacific Gas & Electric Co | 14328 | CA | 70 |  |  | N
59260 | Wright Solar Park, LLC | 59525 | Wright Solar Park | 17011 Volta Road | Los Banos | CA | 93635 | Merced | 37.0094 | -120.9572 | WECC | CISO | California Independent System Operator |  | 22 | NR | 2 | IPP Non-CHP | N |  | N |  | N |  | N | X |  | Pacific Gas & Electric Co | 14328 | CA | 230
59261 | Colonial Eagle Solar, LLC | 59526 | Whitakers | 16080-16240 Watsonseed Road | Whitakers | NC | 27891 | Nash | 36.1272 | -77.7344 | SERC | PJM | PJM Interconnection, LLC |  | 22 | NR | 2 | IPP Non-CHP | N |  | Y | pending | N |  | N | X |  | Virginia Electric & Power Co | 19876 | NC | 34.5 |  |  | N
59261 | Colonial Eagle Solar, LLC | 59527 | Kelford | 3656 Governors Road | Lewiston Woodville | NC | 27847 | Bertie | 36.1481 | -77.2119 | SERC | PJM | PJM Interconnection, LLC |  | 22 | NR | 2 | IPP Non-CHP | N |  | Y | pending | N |  | N | X |  | Virginia Electric & Power Co | 19876 | NC | 34.5 |  |  | N
59262 | NRG Solar Oasis, LLC | 59528 | NRG Solar Oasis LLC | TBD | Palmdale | CA | 93550 | Los Angeles | 34.6489 | -118.0767 | WECC | CISO | California Independent System Operator |  | 22 | NR | 2 | IPP Non-CHP | N |  | N |  | N |  | N | X |  | Southern California Edison Co | 17609 | CA | 66 |  |  | N
59239 | Bannock County Landfill | 59529 | Bannock County LFG to Energy | 1500 N. Fort Hall Mine Rd | Pocatello | ID | 83204 | Bannock | 42.7878 | -112.3656 | WECC | IPCO | Idaho Power Company |  | 562212 | NR | 4 | Commercial Non-CHP | N |  | Y | 14-224-000 | N |  | N | X |  | Idaho Power Co | 9191 | ID | 34.5 |  |  | N | [5 empty] | N
59261 | Colonial Eagle Solar, LLC | 59530 | Pasquotank | 953 Foreman Bundy Road | Elizabeth City | NC | 27906 | Pasquotank | 36.2647 | -76.3061 | SERC | PJM | PJM Interconnection, LLC |  | 22 | NR | 2 | IPP Non-CHP | N |  | Y | pending | N |  | N | X |  | Virginia Electric & Power Co | 19876 | NC | 34.5 |  |  | N
59272 | 41MB 8me, LLC | 59531 | Borden Solar Farm | 13282 Road 33 | Madera | CA | 9363 | Madera | 36.9411 | -119.96 | WECC | CISO | California Independent System Operator |  | 22 | NR | 2 | IPP Non-CHP | N |  | N |  | N |  | N | X |  | Pacific Gas & Electric Co | 14328 | CA | 69 |  |  | N | [5 empty] | X | X
59273 | 62SK 8me, LLC | 59532 | Springbok Solar Farm 1 | 29999 Neuralia Rd. | Cantil | CA | 93519 | Kern | 35.2492 | -117.9553 | WECC | LDWP | Los Angeles Department of Water and Power |  | 22 | NR | 2 | IPP Non-CHP | N |  | N |  | Y | 16-57-000 | N | X |  | Los Angeles Department of Water & Power | 11208 | CA | 230 |  |  | N | [5 empty] | X | X
59277 | ESA Princeton NC, LLC | 59533 | Princeton | 4250 Bizzell Grove Chruch Rd | Princeton | NC | 27589 | Johnston | 35.5044 | -78.1922 | SERC | CPLE | Progress Energy Carolinas - EAST |  | 22 | NR | 2 | IPP Non-CHP | N |  | Y | 14-567-000 | N |  | N | X |  | Duke Energy Progress - (NC) | 3046 | NC | 22.9 |  |  | N
59276 | ESA Four Oaks NC 1, LLC | 59534 | 4Oaks | 1141 Keen Road | Four Oaks | NC | 27524 | Johnston | 35.4325 | -78.4117 | SERC | CPLE | Progress Energy Carolinas - EAST |  | 22 | NR | 2 | IPP Non-CHP | N |  | Y | 13-56-000 | N |  | N | X |  | Duke Energy Progress - (NC) | 3046 | NC | 22.9 |  |  | N
59274 | SR Hazlehurst, LLC | 59535 | SR Hazlehurst | 192 Hinson Farm Rd. | Hazlehurst | GA | 31539 | Jeff Davis | 31.8103 | -82.575 | SERC | SOCO | Southern Company Services, Inc. - Trans |  | 22 | NR | 2 | IPP Non-CHP | N |  | N |  | N |  | N | X |  | Satilla Rural Elec Member Corporation | 16674 | GA | 24 |  |  | N
59275 | CF SBC Master Tenant One LLC | 59536 | Coronus Adelanto West 1 | 9001 Cassia Road Unit #1 | Adelanto | CA | 92301 | San Bernardino | 34.5481 | -117.4644 | WECC | CISO | California Independent System Operator |  | 22 | NR | 2 | IPP Non-CHP | N |  | N |  | N |  | N | X |  | Southern California Edison Co | 17609 | CA | 12 |  |  | N
59275 | CF SBC Master Tenant One LLC | 59537 | Coronus Adelanto West 2 | 9001 Cassia Road, Unit #2 | Adelanto | CA | 92301 | San Bernardino | 34.5481 | -117.4644 | WECC | CISO | California Independent System Operator |  | 22 | NR | 2 | IPP Non-CHP | N |  | N |  | N |  | N | X |  | Southern California Edison Co | 17609 | CA | 12 |  |  | N
59283 | Gateway Energy Center, LLC | 59538 | Gateway Energy Center, LLC | TBS | Sayreville | NJ | 8872 | Middlesex | 40.4419 | -74.3436 | RFC | PJM | PJM Interconnection, LLC | Municipality | 22 | NR | 2 | IPP Non-CHP | N |  | N |  | N |  | N | X |  | Jersey Central Power & Lt Co | 9726 | NJ | 230 |  |  |  |  | None
59284 | Kona Solar, LLC | 59539 | Park Meridian #1 | 15001 Meridian Parkway | Riverside | CA | 92518 | Riverside | 33.8961 | -117.2836 | WECC | CISO | California Independent System Operator |  | 22 | NR | 2 | IPP Non-CHP | N |  | Y | 14-695-000 | N |  | N | X |  | Southern California Edison Co | 17609 | CA | 0.48 |  |  | N | [5 empty] | X | X
59284 | Kona Solar, LLC | 59540 | Rancho Cucamonga Dist #1 | 8449 Milliken | Rancho Cucamonga | CA | 91730 | San Bernardino | 34.1003 | -117.5528 | WECC | CISO | California Independent System Operator |  | 22 | NR | 2 | IPP Non-CHP | N |  | Y | 14-694-000 | N |  | N | X |  | Southern California Edison Co | 17609 | CA | 12 |  |  | N | [5 empty] | X | X
59284 | Kona Solar, LLC | 59541 | Terra Francesco | 1801 S Carlo Ave | Ontario | CA | 92824 | San Bernardino | 34.0397 | -117.6067 | WECC | CISO | California Independent System Operator |  | 22 | NR | 2 | IPP Non-CHP | N |  | Y | 14-693-000 | N |  | N | X |  | Southern California Edison Co | 17609 | CA | 0.48 |  |  | N | [5 empty] | X | X
61060 | Cypress Creek Renewables | 59542 | Innovative Solar 6 | 2951-2965 New Leicester Hwy | Leicester | NC | 28748 | Buncombe | 35.6575 | -82.7103 | SERC | CPLE | Progress Energy Carolinas - EAST |  | 22 | NR | 2 | IPP Non-CHP | N |  | Y | 12-307-001 | N |  | N | X |  | Duke Energy Progress - (NC) | 3046 | NC | 22.86 |  |  | N
59286 | Heliovaas LLC | 59543 | Acton Solar Landfill | 14 Forest Road | Acton | MA | 1720 | Middlesex | 42.4733 | -71.4306 | NPCC | ISNE | ISO New England Inc. |  | 92 | NR | 4 | Commercial Non-CHP | N |  | N |  | N |  | N | X |  | NSTAR Electric Company | 54913 | MA | 12.8 |  |  | N | [5 empty] | X | X
59287 | Laurel Capital Partners | 59544 | Parlin Solar LLC | 250 Cheesequake Road | Sayreville | NJ | 8859 | Middlesex | 40.4567 | -74.3289 | RFC | PJM | PJM Interconnection, LLC |  | 22 | NR | 2 | IPP Non-CHP | N |  | Y | 13-131-000 | N |  | N | X |  | Jersey Central Power & Lt Co | 9726 | NJ | 2.4 |  |  | N
59287 | Laurel Capital Partners | 59545 | Springfield Solar LLC | One Assurant Way | Springfield | OH | 45506 | Clark | 39.8939 | -83.8056 | RFC | PJM | PJM Interconnection, LLC |  | 22 | NR | 2 | IPP Non-CHP | N |  | Y | 13-268-000 | N |  | N | X |  | Ohio Edison Co | 13998 | OH | 0.48 |  |  | N
59287 | Laurel Capital Partners | 59546 | Beaver Solar LLC | 1 Tuscarawas Road | Beaver | PA | 15009 | Beaver | 40.6914 | -80.3239 | RFC | PJM | PJM Interconnection, LLC |  | 22 | NR | 2 | IPP Non-CHP | N |  | Y | 13-269-000 | N |  | N | X |  | Duquesne Light Co | 5487 | PA | 2.3 |  |  | N
56545 | Pattern Operators LP | 59547 | Fowler Ridge IV Wind Farm LLC | 2870 W. SR 18 | Fowler | IN | 47944 | Benton | 40.6206 | -87.3781 | RFC | PJM | PJM Interconnection, LLC |  | 22 | NR | 2 | IPP Non-CHP | N |  | N |  | N |  | N | X |  | Indiana Michigan Power Co | 9324 | IN | 345 |  |  | N | [5 empty] | X | X
59288 | Creswell Alligood Solar, LLC | 59548 | Creswell Alligood Solar, LLC | 1166 Alligood Road | Creswell | NC | 27928 | Washington | 35.8989 | -76.3794 | SERC | PJM | PJM Interconnection, LLC |  | 22 | NR | 2 | IPP Non-CHP | N |  | Y | 14-489-000 | N |  | N | X |  | Virginia Electric & Power Co | 19876 | NC | 34.5 |  |  | N
59289 | Everetts Wildcat Solar, LLC | 59549 | Everetts Wildcat Solar, LLC | 4963 Wildcat Road | Williamston | NC | 27892 | Martin | 35.8472 | -77.1114 | SERC | PJM | PJM Interconnection, LLC |  | 22 | NR | 2 | IPP Non-CHP | N |  | Y | 14-490-000 | N |  | N | X |  | Virginia Electric & Power Co | 19876 | NC | 34.5 |  |  | N
59290 | Solvida Energy Group/Blue Oak Energy | 59550 | Putah Creek Solar Farm | 28775 County Road 87 D | Winters | CA | 95694 | Yolo | 38.5211 | -121.9939 | WECC | CISO | California Independent System Operator |  | 22 | NR | 2 | IPP Non-CHP | N |  | N |  | N |  | N | X |  | Pacific Gas & Electric Co | 14328 | CA | 12 |  |  | N
58661 | Sustainable Power Group, LLC | 59551 | FLS Solar 200, LLC | 3542 Old Whiteville Road | Lumberton | NC | 28358 | Robeson | 34.5819 | -78.94 | SERC | CPLE | Progress Energy Carolinas - EAST |  | 22 | NR | 2 | IPP Non-CHP | N |  | Y | 13-272-000 | Y | 13-272-000 | N | X |  | Duke Energy Progress - (NC) | 3046 | NC | 22.86 |  |  | N | [5 empty] | N | X
58661 | Sustainable Power Group, LLC | 59552 | FLS Solar 170, LLC | 202 Taylor Drive | Lumberton | NC | 28358 | Robeson | 34.6 | -78.97 | SERC | CPLE | Progress Energy Carolinas - EAST |  | 22 | NR | 2 | IPP Non-CHP | N |  | Y | 13-240-000 | Y | 13-240-000 | N | X |  | Duke Energy Progress - (NC) | 3046 | NC | 22.86 |  |  | N | [5 empty] | N | X
58661 | Sustainable Power Group, LLC | 59553 | Innovative Solar 14, LLC | 67 Laycock Road | Hendersonville | NC | 28792 | Henderson | 35.3689 | -82.3575 | SERC | CPLE | Progress Energy Carolinas - EAST |  | 22 | NR | 2 | IPP Non-CHP | N |  | Y | 13-43-001 | Y | 13-43-001 | N | X |  | Duke Energy Progress - (NC) | 3046 | NC | 12.47 |  |  | N | [5 empty] | N | X
58661 | Sustainable Power Group, LLC | 59554 | Innovative Solar 15, LLC | 306 Ellenboro Henrietta Rd | Ellenboro | NC | 28040 | Rutherford | 35.3194 | -81.7642 | SERC | DUK | Duke Energy Carolinas |  | 22 | NR | 2 | IPP Non-CHP | N |  | Y | 13-14-001 | Y | 13-14-001 | N | X |  | Duke Energy Carolinas, LLC | 5416 | NC | 12.47 |  |  | N | [5 empty] | N | X
59298 | Vega Solar, LLC | 59555 | Vega Solar | 25100 S. Woo Road | Los Banos | CA | 93635 | Merced | 36.9258 | -120.82 | WECC | CISO | California Independent System Operator |  | 22 | NR | 2 | IPP Non-CHP | N |  | Y | 15-478-000 | N |  | N | X |  | Pacific Gas & Electric Co | 14328 | CA | 70 |  |  | N
7140 | Georgia Power Co | 59556 | Dalton 2 | 925 Looper Bridge Road | Dalton | GA | 30721 | Murray | 34.7181 | -84.9319 | SERC | SOCO | Southern Company Services, Inc. - Trans |  | 22 | RE | 1 | Electric Utility | N |  | N |  | N |  | N | X |  | Dalton Utilities | 4744 | GA | 12.47 |  |  | N | [5 empty] | X | X
57369 | Apple, Inc | 59557 | Apple Campus 2 Fuel Cell | Wolfe Road & Homestead Road | Cupertino | CA | 95014 | Santa Clara | 37.33 | -122.01 | WECC | CISO | California Independent System Operator |  | 334 | NR | 6 | Industrial Non-CHP | N |  | N |  | N |  | N | X |  | Pacific Gas & Electric Co | 14328 | CA | 12.47
59300 | PNM Resources | 59558 | Sandoval Solar Energy Center | 1501 Encino Drive | Rio Rancho | NM | 87124 | Sandoval | 35.2836 | -106.8128 | WECC | PNM | Public Service Company of New Mexico |  | 22 | RE | 1 | Electric Utility | N |  | N |  | N |  | N | X |  | Public Service Co of NM | 15473 | NM | 12.47 |  |  | N
59878 | Clean Fuel Partners Dane | 59559 | Clean Fuel Dane Community Digester | 6321 Cuba Valley Road | Vienna | WI | 53529 | Dane | 43.2172 | -89.4792 | MRO | MISO | Midcontinent Independent Transmission System Operator, Inc.. | Wells | 22 | NR | 3 | IPP CHP | N |  | N |  | N |  | N | X |  | Wisconsin Power & Light Co | 20856 | WI | 12.4 |  |  | N | [5 empty] | N | X
17826 | Springer Electric Coop, Inc | 59560 | Springer Solar 1 | I-25 & East Frontage Road | Springer | NM | 87747 | Colfax | 36.3981 | -104.5942 | WECC | PNM | Public Service Company of New Mexico |  | 22 | RE | 1 | Electric Utility | N |  | N |  | N |  | N | X |  | Springer Electric Coop, Inc | 17826 | NM | 0.48 |  |  | N | [5 empty] | X | X
59302 | Crockett Farm, LLC | 59561 | Crockett Farm | 1465 Hwy 70 East | Kinston | NC | 28501 | Lenoir | 35.2308 | -77.5525 | SERC | CPLE | Progress Energy Carolinas - EAST |  | 22 | NR | 2 | IPP Non-CHP | N |  | Y | 14-185-000 | N |  | N | X |  | Duke Energy Progress - (NC) | 3046 | NC | 22.86 |  |  | N
59303 | Eastover Farm, LLC | 59562 | Eastover Farm | 3078 S Caledonia Road | Laurinburg | NC | 28352 | Scotland | 34.7422 | -79.4631 | SERC | CPLE | Progress Energy Carolinas - EAST |  | 22 | NR | 2 | IPP Non-CHP | N |  | Y | 13-187-000 | N |  | N | X |  | Duke Energy Progress - (NC) | 3046 | NC | 22.86 |  |  | N
59304 | Foxfire Farm, LLC | 59563 | Foxfire Solar Farm | 373 Hoffman Road | West End | NC | 27376 | Moore | 35.2206 | -79.5519 | SERC | CPLE | Progress Energy Carolinas - EAST |  | 22 | NR | 2 | IPP Non-CHP | N |  | Y | 14-517-000 | N |  | N | X |  | Duke Energy Progress - (NC) | 3046 | NC | 22.86 |  |  | N
59305 | Hutchinson Solar, LLC | 59564 | Hutchinson Farm | 1200 Earl Road | Shelby | NC | 28152 | Cleveland | 35.2608 | -81.5158 | SERC | DUK | Duke Energy Carolinas |  | 22 | NR | 2 | IPP Non-CHP | N |  | Y | 12-231-000 | N |  | N | X |  | Duke Energy Carolinas, LLC | 5416 | NC | 12.4 |  |  | N
59306 | Keen Farm, LLC | 59565 | Keen Farm | 1988 Keen Road | Four Oaks | NC | 27524 | Johnston | 35.4267 | -78.4 | SERC | CPLE | Progress Energy Carolinas - EAST |  | 22 | NR | 2 | IPP Non-CHP | N |  | N |  | N |  | N | X |  | Duke Energy Progress - (NC) | 3046 | NC | 22.86 |  |  | N
59307 | Ashley Solar Farm, LLC | 59566 | Ashley Solar Farm | 1231 Andrew Road | Hamptonville | NC | 27020 | Yadkin | 36.1261 | -80.7989 | SERC | DUK | Duke Energy Carolinas |  | 22 | NR | 2 | IPP Non-CHP | N |  | N |  | N |  | N | X |  | Duke Energy Carolinas, LLC | 5416 | NC | 12.4 |  |  | N
59308 | Bearford Farm, LLC | 59567 | Bearford Farm Solar Project | 4155 U.S. 117 | Willard | NC | 28478 | Pender | 34.61 | -77.9242 | SERC | CPLE | Progress Energy Carolinas - EAST |  | 22 | NR | 2 | IPP Non-CHP | N |  | N |  | N |  | N | X |  | Duke Energy Progress - (NC) | 3046 | NC | 22.86 |  |  | N
59316 | Whitetail Solar LLC | 59569 | Whitetail Solar | S. Longstreet and Pocket Road | Dillon | SC | 29536 | Dillon | 34.3981 | -79.3836 | SERC | CPLE | Progress Energy Carolinas - EAST |  | 22 | NR | 2 | IPP Non-CHP | N |  | Y | 15-104-000 | N |  | N | X |  | Duke Energy Progress - (NC) | 3046 | SC | 22.86
5416 | Duke Energy Carolinas, LLC | 59570 | Mocksville Solar | Crawford Road | Mocksville | NC | 27028 | Davie | 35.8339 | -80.5744 | SERC | DUK | Duke Energy Carolinas |  | 22 | NR | 2 | IPP Non-CHP | N |  | Y | 15-104-000 | N |  | N | X |  | Duke Energy Carolinas, LLC | 5416 | NC | 44 |  |  | N | [5 empty] | X | X
59318 | Soy Solar LLC | 59571 | Soy Solar | Popes Crossing Rd and Martin L | Lumberton | NC | 28358 | Robeson | 34.58 | -79.0444 | SERC | CPLE | Progress Energy Carolinas - EAST |  | 22 | NR | 2 | IPP Non-CHP | N |  | Y | 15-224-000 | N |  | N | X |  | Duke Energy Progress - (NC) | 3046 | NC | 22.86
59319 | Cotton Solar, LLC | 59572 | Cotton Solar | Wix Road and Harlees Bride Roa | Dillon | SC | 29536 | Dillon | 34.455 | -79.4103 | SERC | CPLE | Progress Energy Carolinas - EAST |  | 22 | NR | 2 | IPP Non-CHP | N |  | Y | 15-299-000 | N |  | N | X |  | Duke Energy Progress - (NC) | 3046 | SC | 22.86
58894 | CF CVEC Owner One LLC | 59573 | Tisbury Landfill Solar | 59 Highpoint Lane | Tisbury | MA | 2568 | Dukes | 41.4447 | -70.6131 | NPCC | ISNE | ISO New England Inc. |  | 22 | NR | 2 | IPP Non-CHP | N |  | Y | 15-30-000 | N |  | N | X |  | NSTAR Electric Company | 54913 | MA | 23 |  |  | N
13559 | North American Natural Res | 59574 | Southeast Berrien Generating Facility | 1520 Mayflower Road | Niles | MI | 49120 | Berrien | 41.8086 | -86.3239 | RFC | PJM | PJM Interconnection, LLC |  | 22 | NR | 2 | IPP Non-CHP | N |  | N |  | N |  | N | X |  | Indiana Michigan Power Co | 9324 | MI | 69 |  |  | N | [5 empty] | N | X
59320 | Manway Solar, LLC | 59575 | Manway Solar Farm | 117 N Carolina 210 | Garland | NC | 28441 | Bladen | 34.7458 | -78.4294 | SERC | CPLE | Progress Energy Carolinas - EAST |  | 22 | NR | 2 | IPP Non-CHP | N |  | Y | 2-461-000 | N |  | N | X |  | Duke Energy Progress - (NC) | 3046 | NC | 22.86 |  |  | N
61060 | Cypress Creek Renewables | 59576 | Millikan Farm | 2014 Naomi Road | Randleman | NC | 27317 | Randolph | 35.8177 | -79.7711 | SERC | DUK | Duke Energy Carolinas |  | 22 | NR | 2 | IPP Non-CHP | N |  | Y | -3382 | N |  | N |  |  | Duke Energy Carolinas, LLC | 5416 | NC | 12.47 |  |  | N
59322 | Misenheimer Farm, LLC | 59577 | Misenheimer Farm | 24437 N. Carolina 49 | Richfield | NC | 28137 | Stanly | 35.4686 | -80.2936 | SERC | DUK | Duke Energy Carolinas |  | 22 | NR | 2 | IPP Non-CHP | N |  | N |  | N |  | N | X |  | Duke Energy Carolinas, LLC | 5416 | NC | 12.4 |  |  | N
59462 | Heelstone Energy Holdings, LLC | 59578 | Monroe Moore Farm | 2003 New Town Road | Monroe | NC | 28110 | Union | 34.9719 | -80.6019 | SERC | DUK | Duke Energy Carolinas |  | 22 | NR | 2 | IPP Non-CHP | N |  | N |  | N |  | N | X |  | Duke Energy Carolinas, LLC | 5416 | NC | 12.47 |  |  | N | [5 empty] | X | X
59324 | Franklin Solar 2 LLC | 59579 | Franklin Solar 2 | 2024 White Level Road | Louisburg | NC | 27549 | Franklin | 36.1269 | -78.1525 | SERC | CPLE | Progress Energy Carolinas - EAST |  | 22 | NR | 2 | IPP Non-CHP | N |  | Y | 13-122-000 | N |  | N | X |  | Duke Energy Progress - (NC) | 3046 | NC | 22.86 |  |  | N
59326 | Stout Farm, LLC | 59581 | Stout Farm | 203 Redman Crossing Road | Mebane | NC | 27243 | Orange | 36.0792 | -79.1997 | SERC | DUK | Duke Energy Carolinas |  | 22 | NR | 2 | IPP Non-CHP | N |  | Y | 13-638-000 | N |  | N | X |  | Duke Energy Carolinas, LLC | 5416 | NC | 12.4 |  |  | N
59328 | Tart Farm, LLC | 59583 | Tart Farm | 6903 Moses Road | Godwin | NC | 28344 | Cumberland | 35.2044 | -78.6811 | SERC | CPLE | Progress Energy Carolinas - EAST |  | 22 | NR | 2 | IPP Non-CHP | N |  | Y | QF 14-718-000 | N |  | N | X |  | Duke Energy Progress - (NC) | 3046 | NC | 22.86 |  |  | N
59329 | Wellons Farm, LLC | 59584 | Wellons Farm | 88 Yelverton Grove Road | Smithfield | NC | 27577 | Johnston | 35.5117 | -78.2911 | SERC | DUK | Duke Energy Carolinas |  | 22 | NR | 2 | IPP Non-CHP | N |  | Y | QF14-712-000 | N |  | N | X |  | Duke Energy Progress - (NC) | 3046 | NC | 23 |  |  | N
59330 | Wommack Farm, LLC | 59585 | Wommack Farm | 4001 Hwy 55 West | Kinston | NC | 28504 | Lenoir | 35.2097 | -77.6872 | SERC | CPLE | Progress Energy Carolinas - EAST |  | 22 | NR | 2 | IPP Non-CHP | N |  | Y | 14-177-000 | N |  | N | X |  | Duke Energy Progress - (NC) | 3046 | NC | 22.86
59331 | Woodland Church Farm, LLC | 59586 | Woodland Church Farm | 273 Woodland Church Road | Albertson | NC | 28508 | Duplin | 35.0583 | -77.8536 | SERC | CPLE | Progress Energy Carolinas - EAST |  | 22 | NR | 2 | IPP Non-CHP | N |  | Y | 14-429-000 | N |  | N | X |  | Duke Energy Progress - (NC) | 3046 | NC | 22.86 |  |  | N
59332 | Yadkin 601 Farm, LLC | 59587 | Yadkin 601 Farm | 1731 N Oak Ridge Church Road | Yadkinville | NC | 27055 | Yadkin | 36.1992 | -80.6972 | SERC | DUK | Duke Energy Carolinas |  | 22 | NR | 2 | IPP Non-CHP | N |  | Y | 14-182-000 | N |  | N | X |  | Duke Energy Carolinas, LLC | 5416 | NC | 12.4 |  |  | N
17650 | Southern Power Co | 59589 | Rutherford Farm | 552 Ferry Road | Forest City | NC | 28043 | Rutherford | 35.2578 | -81.8306 | SERC | DUK | Duke Energy Carolinas |  | 22 | NR | 2 | IPP Non-CHP | N |  | Y | QF13-493-002 | N |  | N | X |  | Duke Energy Carolinas, LLC | 5416 | NC | 12.4 |  |  | N | [5 empty] | X | X
59462 | Heelstone Energy Holdings, LLC | 59591 | Schell Solar Farm | 193 Hilltop Drive | Garysburg | NC | 27831 | Northampton | 36.4356 | -77.5664 | SERC | PJM | PJM Interconnection, LLC |  | 22 | NR | 2 | IPP Non-CHP | N |  | Y | 14-443-000 | N |  | N | X |  | Virginia Electric & Power Co | 19876 | NC | 34.5 |  |  | N | [5 empty] | X | X
59462 | Heelstone Energy Holdings, LLC | 59592 | Sedberry Farm | 399 Airport Road | Carthage | NC | 28327 | Moore | 35.2439 | -79.3217 | SERC | CPLE | Progress Energy Carolinas - EAST |  | 22 | NR | 2 | IPP Non-CHP | N |  | N |  | N |  | N | X |  | Duke Energy Progress - (NC) | 3046 | NC | 22.86 |  |  | N | [5 empty] | X | X
59338 | Spring Valley Farm 2, LLC | 59593 | Spring Valley Farm 2, LLC | 3460 NC Hwy | Henderson | NC | 27536 | Vance | 36.3711 | -78.4153 | SERC | CPLE | Progress Energy Carolinas - EAST |  | 22 | NR | 2 | IPP Non-CHP | N |  | N |  | N |  | N | X |  | Duke Energy Progress - (NC) | 3046 | NC | 22.86 |  |  | N
59340 | Stikeleather Farm, LLC | 59595 | Stikeleather Farm | 4498 N Carolina 90 | Hiddenite | NC | 28144 | Alexander | 35.9022 | -81.1061 | SERC | DUK | Duke Energy Carolinas |  | 22 | NR | 2 | IPP Non-CHP | N |  | N |  | N |  | N | X |  | Duke Energy Carolinas, LLC | 5416 | NC | 12.4 |  |  | N
59010 | Rhubarb One LLC | 59596 | Rhubarb One SC | Morning Court and Cabana Drive | Marion | SC | 29571 | Marion | 34.1511 | -79.41 | SERC | CPLE | Progress Energy Carolinas - EAST |  | 22 | NR | 2 | IPP Non-CHP | N |  | Y | 15-164-000, 15-164-001 | N |  | N | X |  | Duke Energy Progress - (NC) | 3046 | SC | 22.86
59345 | Colton Solar One, LLC | 59597 | Colton Solar One, LLC | 1435 West Walnut Street | San Bernardino | CA | 92418 | San Bernardino | 34.0933 | -117.3194 | WECC | CISO | California Independent System Operator |  | 22 | NR | 2 | IPP Non-CHP | N |  | N |  | N |  | N | X |  | City of Colton - (CA) | 4003 | CA | 12 |  |  | N
59346 | Colton Solar Two, LLC | 59598 | Colton Solar Two, LLC | 2042 Miguel Bustamante Pkwy | Colton | CA | 92324 | San Bernardino | 34.0422 | -117.3617 | WECC | CISO | California Independent System Operator |  | 22 | NR | 2 | IPP Non-CHP | N |  | N |  | N |  | N | X |  | City of Colton - (CA) | 4003 | CA | 12 |  |  | N
60184 | Tropico, LLC | 59599 | Tropico Solar PV Plant | 23219 Avenue 24 | Delano | CA | 93215 | Tulare | 35.8319 | -119.0561 | WECC | CISO | California Independent System Operator |  | 22 | NR | 2 | IPP Non-CHP | N |  | N |  | N |  | N | X |  | Southern California Edison Co | 17609 | CA | 66 |  |  | N
60185 | Nicolis, LLC | 59600 | Nicolis Solar PV Plant | 23219 Avenue 24 | Delano | CA | 93215 | Tulare | 35.8358 | -119.0561 | WECC | CISO | California Independent System Operator |  | 22 | NR | 2 | IPP Non-CHP | N |  | N |  | N |  | N | X |  | Southern California Edison Co | 17609 | CA | 66 |  |  | N
15477 | Public Service Elec & Gas Co | 59601 | L&D Landfill Solar | 2023 Route 38 | Mt. Holly | NJ | 8060 | Burlington | 39.9803 | -74.7703 | RFC | PJM | PJM Interconnection, LLC |  | 22 | RE | 1 | Electric Utility | N |  | N |  | N |  | N | X |  | Public Service Elec & Gas Co | 15477 | NJ | 26 |  |  | N | [5 empty] | N | N
59349 | Walters Solar (FLS 260) | 59603 | Walters Solar (FLS 260) | 6485 Wiregrass Road | Orrum | NC | 28369 | Robeson | 34.4969 | -79.0489 | SERC | CPLE | Progress Energy Carolinas - EAST |  | 22 | NR | 2 | IPP Non-CHP | N |  | Y | 14-652-000 | Y | 14-652-000 | N | X |  | Duke Energy Progress - (NC) | 3046 | NC | 22.86 |  |  | N
59350 | Stagecoach Solar | 59604 | Stagecoach Solar | 1835 Stagecoach Road | Henderson | NC | 27537 | Vance | 36.4147 | -78.4597 | SERC | DUK | Duke Energy Carolinas |  | 22 | NR | 2 | IPP Non-CHP | N |  | Y | 14-628-000 | Y | 14-628-000 | N | X |  | Duke Energy Carolinas, LLC | 5416 | NC | 22.86 |  |  | N
59351 | Vicksburg Solar | 59605 | Vicksburg Solar | 2131 Vicksboro Road | Henderson | NC | 27537 | Vance | 36.325 | -78.3431 | SERC | CPLE | Progress Energy Carolinas - EAST |  | 22 | NR | 2 | IPP Non-CHP | N |  | Y | 14-631-001 | Y | 14-631-001 | N | X |  | Duke Energy Progress - (NC) | 3046 | NC | 22.86 |  |  | N
59352 | Soul City Solar | 59606 | Soul City Solar | 191 Crescent Drive | Norlina | NC | 27563 | Warren | 36.25 | -78.25 | SERC | CPLE | Progress Energy Carolinas - EAST |  | 22 | NR | 2 | IPP Non-CHP | N |  | Y | 14-630-000 | Y | 14-630-000 | N | X |  | Duke Energy Progress - (NC) | 3046 | NC | 22.86 |  |  | N
58468 | Dominion Renewable Energy | 59607 | Maricopa West Solar PV, LLC | 23321 South Lake Road | Taft | CA | 93268 | Kern | 35.1153 | -119.3178 | WECC | CISO | California Independent System Operator |  | 22 | NR | 2 | IPP Non-CHP | N |  | Y | 15-1072-002 | N |  | N | X |  | Pacific Gas & Electric Co | 14328 | CA | 70 |  |  | N
59342 | Maricopa West Solar PV 2, LLC | 59608 | Maricopa West Solar 2 | 23321 South Lake Road | Taft | CA | 93268 | Kern | 35.1214 | -119.325 | WECC | CISO | California Independent System Operator |  | 22 | NR | 2 | IPP Non-CHP | N |  | N |  | N |  | N | X |  | Pacific Gas & Electric Co | 14328 | CA | 70
59343 | Maricopa East Solar PV, LLC | 59609 | Maricopa East Solar | 23321 South Lake Road | Taft | CA | 93268 | Kern | 35.098 | -119.088 | WECC | CISO | California Independent System Operator |  | 22 | NR | 2 | IPP Non-CHP | N |  | N |  | N |  | N | X |  | Pacific Gas & Electric Co | 14328 | CA | 12
59353 | AP North Lake I, LP | 59610 | AP North Lake I, LP | 3601 W. Acacia Avenue | Hemet | CA | 92545 | Riverside | 33.74 | -117.0106 | WECC | CISO | California Independent System Operator |  | 22 | NR | 2 | IPP Non-CHP | N |  | N |  | N |  | N | X |  | Southern California Edison Co | 17609 | CA | 33 |  |  | N
59354 | LKL BLBD, LLC | 59611 | LKL BLBD, LLC | TBD | Lakeland | FL | 33801 | Polk | 28.0664 | -82.0175 | FRCC | FMPP | Florida Municipal Power Pool |  | 22 | NR | 2 | IPP Non-CHP | N |  | N |  | N |  | N | X |  | City of Lakeland - (FL) | 10623 | FL | 12.47 |  |  | N
59356 | SSA Solar of NY LLC | 59613 | Town of Williamson Landfill PV | 6742 Pound Road | Williamson | NY | 14589 | Wayne | 43.2444 | -77.1747 | NPCC | NYIS | New York Independent System Operator |  | 562212 | NR | 4 | Commercial Non-CHP | N |  | N |  | N |  | N | X |  | Rochester Gas & Electric Corp | 16183 | NY | 12 |  |  | N
40229 | Old Dominion Electric Coop | 59614 | Monterey Diesel Generation Facility | 400 Mountain Turnpike | Monterey | VA | 24465 | Highland | 38.4214 | -79.5914 | SERC | PJM | PJM Interconnection, LLC |  | 22 | RE | 1 | Electric Utility | N |  | N |  | N |  | N | X |  | Shenandoah Valley Elec Coop | 17066 | VA | 12.47 |  |  | N | [5 empty] | N | X
59357 | Navasota Energy Generation Holdings | 59615 | Clear Springs Energy Center | TBD | New Braunfels | TX | 78130 | Guadalupe | 29.6506 | -98.0122 | TRE | ERCO | Electric Reliability Council of Texas, Inc. |  | 22 | NR | 2 | IPP Non-CHP | N |  | N |  | N |  | N | X |  | Lower Colorado River Authority | 11269 |  | 345
59357 | Navasota Energy Generation Holdings | 59616 | Union Valley Energy Center | TBD | Pandora | TX | 78140 | Wilson | 29.2964 | -97.8325 | TRE | ERCO | Electric Reliability Council of Texas, Inc. |  | 22 | NR | 2 | IPP Non-CHP | N |  | N |  | N |  | N | X |  | Lower Colorado River Authority | 11269 |  | 345 |  |  |  |  | HOUSTON PL CO LP
59357 | Navasota Energy Generation Holdings | 59617 | Van Alstyne Energy Center | TBD | Van Alstyne | TX | 75495 | Grayson | 33.4161 | -96.5403 | TRE | ERCO | Electric Reliability Council of Texas, Inc. |  | 22 | NR | 2 | IPP Non-CHP | N |  | N |  | N |  | N | X |  | Oncor Electric Delivery Company LLC | 44372 | TX | 345 |  |  |  |  | ENERGY TRANSFER COMPANY TEXAS PL LTD
59300 | PNM Resources | 59618 | Meadow Lake Solar Energy Center | 100 Energy Drive | Los Lunas | NM | 87031 | Valencia | 34.81 | -106.52 | WECC | PNM | Public Service Company of New Mexico |  | 22 | RE | 1 | Electric Utility | N |  | N |  | N |  | N | X |  | Public Service Co of NM | 15473 | NM | 12.47 |  |  | N
59300 | PNM Resources | 59619 | Cibola | 1218 Marquez | Seboyeta | NM | 87014 | Cibola | 35.2011 | -107.2452 | WECC | PNM | Public Service Company of New Mexico |  | 22 | RE | 1 | Electric Utility | N |  | N |  | N |  | N | X |  | Public Service Co of NM | 15473 | NM | 12.47 |  |  | N
59358 | REUT Origination, LLC | 59620 | South Milford Solar Plant | 5300 S & 1600 W | Milford | UT | 84751 | Beaver | 38.3111 | -113.0536 | WECC | PACE | PacifiCorp - East |  | 22 | NR | 2 | IPP Non-CHP | N |  | Y | 15-325-000 | N |  | N | X |  | PacifiCorp | 14354 | UT | 12.47 |  |  | N
59871 | TX Jumbo Road Wind, LLC | 59621 | TX Jumbo Road Wind | 1600 County Road 603 | Hereford | TX | 79045 | Deaf Smith | 34.72 | -102.2533 | TRE | ERCO | Electric Reliability Council of Texas, Inc. |  | 22 | NR | 2 | IPP Non-CHP | N |  | N |  | N |  | N | X |  | Sharyland Utilities LP | 17008 | TX | 345 |  |  | N | [5 empty] | X | X
57365 | Consolidated Edison Solutions Inc | 59622 | Future Generation Wind | 602 Head of the Bay Road | Plymouth | MA | 2532 | Plymouth | 41.7744 | -70.6158 | NPCC | ISNE | ISO New England Inc. |  | 22 | NR | 2 | IPP Non-CHP | N |  | N |  | N |  | N | X |  | NSTAR Electric Company | 54913 | MA | 22.8 |  |  | N
59360 | Clarkson Solar LLC | 59623 | Clarkson Solar | 309 NY Route 11b | Potsdam | NY | 13676 | St Lawrence | 44.6719 | -74.9494 | NPCC | NYIS | New York Independent System Operator |  | 22 | NR | 2 | IPP Non-CHP | N |  | Y | 15-298-000 | N |  | N | X |  | Niagara Mohawk Power Corp. | 13573 | NY | 13.2 |  |  | N
58871 | Citizens Enterprises Corporation | 59624 | Twiss Street Solar | 37 Twiss Street | Westfield | MA | 1085 | Hampden | 42.1483 | -72.7481 | NPCC | ISNE | ISO New England Inc. |  | 22 | NR | 2 | IPP Non-CHP | N |  | Y | 15-143-000 | Y | 15-143-000 | N | X |  | City of Westfield - (MA) | 20481 | MA | 23 |  |  | N
58871 | Citizens Enterprises Corporation | 59625 | Chicopee River Solar | 0 Robbins Circle | Springfield | MA | 1020 | Hampden | 42.1503 | -72.5522 | NPCC | ISNE | ISO New England Inc. |  | 22 | NR | 2 | IPP Non-CHP | N |  | Y | 15-144-000 | Y | 15-144-000 | N | X |  | City of Chicopee - (MA) | 3477 | MA | 13.8 |  |  | N
58871 | Citizens Enterprises Corporation | 59626 | Chicopee Granby Road Solar | 431 Granby Road | Chicopee | MA | 1013 | Hampden | 42.1581 | -72.5958 | NPCC | ISNE | ISO New England Inc. |  | 22 | NR | 2 | IPP Non-CHP | N |  | Y | 15-145-000 | Y | 15-145-000 | N | X |  | City of Chicopee - (MA) | 3477 | MA | 13.8 |  |  | N
56990 | NJR Clean Energy Ventures Corporation | 59627 | Harmony | 166 Brainards Road | Phillipsburg | NJ | 8865 | Warren | 40.7553 | -75.171 | RFC | PJM | PJM Interconnection, LLC |  | 22 | NR | 2 | IPP Non-CHP | N |  | N |  | N |  | N | X |  | Jersey Central Power & Lt Co | 9726 | NJ | 12.47 |  |  | N | [5 empty] | N | X
56990 | NJR Clean Energy Ventures Corporation | 59628 | Hanover | 410 Monmouth Road | Wrightstown | NJ | 8562 | Burlington | 40.0653 | -74.5906 | RFC | PJM | PJM Interconnection, LLC |  | 22 | NR | 2 | IPP Non-CHP | N |  | N |  | N |  | N | X |  | Jersey Central Power & Lt Co | 9726 | NJ | 12.47 |  |  | N | [5 empty] | N | X
59362 | Jericho Rise Wind Farm LLC | 59629 | Jericho Rise Wind Farm LLC | 11 Marble River Way | Chateaugay | NY | 12923 | Franklin | 44.8889 | -74.1033 | NPCC | NYIS | New York Independent System Operator |  | 22 | NR | 2 | IPP Non-CHP | N |  | N |  | Y | pending |  | X |  | New York Power Authority | 15296 |  | 115 |  |  | N
57411 | KDC Solar O&M LLC | 59630 | CentraState Medical Center PV Facility | 127 Gravel Hill Road | Freehold | NJ | 7728 | Monmouth | 40.2361 | -74.3214 | RFC | PJM | PJM Interconnection, LLC |  | 441 | NR | 4 | Commercial Non-CHP | N |  | Y | 14-501-000 | N |  | N | X |  | Jersey Central Power & Lt Co | 9726 | NJ | 35 |  |  | N | [5 empty] | X | X
57411 | KDC Solar O&M LLC | 59631 | Imclone Solar Electric Facility | 33 Imclone Drive | Branchburg | NJ | 8876 | Somerset | 40.555 | -74.7094 | RFC | PJM | PJM Interconnection, LLC |  | 441 | NR | 4 | Commercial Non-CHP | N |  | Y | 14-362-000 | N |  | N | X |  | Jersey Central Power & Lt Co | 9726 | NJ | 35 |  |  | N | [5 empty] | X | X
58519 | Clean Energy Collective LLC | 59632 | Midwest Energy Community Solar Array | 410 East Veterans Memorial Dri | Colby | KS | 67701 | Thomas | 39.4069 | -101.0394 | SPP | SWPP | Southwest Power Pool |  | 22 | NR | 2 | IPP Non-CHP | N |  | N |  | N |  | N | X |  | Midwest Energy Inc | 12524 | KS | 13.2 |  |  | N
59381 | EE Kettleman California LLC | 59633 | Kettleman Solar -Centaurus | 28990 Highway 41 (SR-41) | Kettleman City | CA | 93239 | Kings | 36.0508 | -119.9475 | WECC | CISO | California Independent System Operator |  | 22 | NR | 2 | IPP Non-CHP | N |  | N |  | N |  | N | X |  | Pacific Gas & Electric Co | 14328 | CA | 70 |  |  | N
58661 | Sustainable Power Group, LLC | 59634 | Sandstone Solar | West Hunt Highway | Florence | AZ | 85132 | Pinal | 33.0356 | -111.4303 | WECC | SRP | Salt River Project |  | 22 | NR | 2 | IPP Non-CHP | N |  | N |  | Y | pending | N | X |  | Salt River Project | 16572 | AZ | 115 |  |  | N | [5 empty] | N | X
40211 | Wabash Valley Power Assn, Inc | 59635 | Clinton LFGTE | 9560 Heritage Road | Clinton | IL | 61727 | Dewitt | 40.1208 | -88.9611 | SERC | MISO | Midcontinent Independent Transmission System Operator, Inc.. |  | 22 | RE | 1 | Electric Utility | N |  | N |  | N |  | N | X |  | Ameren Illinois Company | 56697 | IL | 34.5 |  |  | N | [5 empty] | X | X
59388 | Charlton Solar I, LLC | 59636 | Charlton Solar I | 19 Carpenter Hill Road | Charlton | MA | 1507 | Worcester | 42.1275 | -71.9964 | NPCC | ISNE | ISO New England Inc. |  | 22 | NR | 2 | IPP Non-CHP | N |  | N |  | N |  | N |  |  | Massachusetts Electric Co | 11804 | MA | 13.2 |  |  | N
12341 | MidAmerican Energy Co | 59637 | Adams Wind | 301 W Dallas St | Corning | IA | 50851 | Adams | 40.92 | -94.6717 | MRO | MISO | Midcontinent Independent Transmission System Operator, Inc.. |  | 22 | RE | 1 | Electric Utility | N |  | N |  | N |  | N | X |  | MidAmerican Energy Co | 12341 | IA | 161 |  |  | N
59393 | Coronal Lost Hills, LLC | 59638 | Coronal Lost Hills | 16383 Twisselman Road | Lost Hills | CA | 93249 | Kern | 35.7267 | -119.9058 | WECC | CISO | California Independent System Operator |  | 22 | NR | 2 | IPP Non-CHP | N |  | Y | 15-197-000 | N |  | N |  |  | Pacific Gas & Electric Co | 14328 | CA | 12.47 |  |  | N
59395 | Philips Lightolier | 59639 | Lightolier Wind I Turbine | 631 Airport Road | Fall River | MA | 2702 | Bristol | 41.7456 | -71.1172 | NPCC | ISNE | ISO New England Inc. |  | 335 | NR | 6 | Industrial Non-CHP | N |  | N |  | N |  |  |  |  | NSTAR Electric Company | 54913 | MA | 13.8 |  |  | N
59402 | Garysburg Solar LLC | 59641 | Garysburg Solar | 7367 NC Highway 46 | Garysburg | NC | 27831 | Northampton | 36.468 | -77.592 | SERC | PJM | PJM Interconnection, LLC |  | 22 | NR | 2 | IPP Non-CHP | N |  | Y | 13-685-000 | N |  | N |  |  | Virginia Electric & Power Co | 19876 | NC | 34.5 |  |  | N
59403 | Gaston Solar LLC | 59642 | Gaston Solar | 374 Gus Smith Road | Gaston | NC | 27832 | Northampton | 36.5147 | -77.6561 | SERC | PJM | PJM Interconnection, LLC |  | 22 | NR | 2 | IPP Non-CHP | N |  | Y | 14-45-000 | N |  | N |  |  | Virginia Electric & Power Co | 19876 | NC | 34.5 |  |  | N
59404 | Seaboard Solar LLC | 59643 | Seaboard Solar LLC | NC Highway 186 | Seaboard | NC | 27876 | Northampton | 36.4769 | -77.4678 | SERC | PJM | PJM Interconnection, LLC |  | 22 | NR | 2 | IPP Non-CHP | N |  | Y | 14-73-000 | N |  | N |  |  | Virginia Electric & Power Co | 19876 | NC | 34.5 |  |  | N
59406 | Mt. Olive Solar 1 | 59645 | Mt Olive Solar 1 | 545 Lees Country Club Road | Mt. Olive | NC | 28365 | Wayne | 35.1811 | -78.0969 | SERC | CPLE | Progress Energy Carolinas - EAST |  | 22 | NR | 2 | IPP Non-CHP | N |  | Y | 14-702-000 | Y | 14-702-000 | N |  |  | Duke Energy Progress - (NC) | 3046 | NC | 22.86 |  |  | N
59407 | FLS Solar 230 (Warren) | 59646 | FLS Solar 230 (Warren) | 2781 N NC 11 and 903 Highway | Albertson | NC | 28508 | Duplin | 35.0161 | -77.8219 | SERC | CPLE | Progress Energy Carolinas - EAST |  | 22 | NR | 2 | IPP Non-CHP | N |  | Y | 13-563-000 | Y | 13-563-000 | N |  |  | Duke Energy Progress - (NC) | 3046 | NC | 22.86 |  |  | N
18125 | Stillwater Utilities Authority | 59647 | Stillwater Energy Center | 2000 E. Airport Road | Stillwater | OK | 74074 | Payne | 36.1619 | -97.0369 | SPP | SWPP | Southwest Power Pool | municipality | 22 | RE | 1 | Electric Utility | N |  | N |  | N |  | N | X |  | Stillwater Utilities Authority | 18125 | OK | 69 |  |  | N | OKLAHOMA NATURAL GAS CO |  |  |  |  | N | X
59412 | Tarboro Solar LLC | 59648 | Tarboro Solar | 2677 US 64 Alt. Est. | Tarboro | NC | 27886 | Edgecombe | 35.8581 | -77.4992 | SERC | PJM | PJM Interconnection, LLC |  | 22 | NR | 2 | IPP Non-CHP | N |  | Y | 13-624-000 | N |  | N |  |  | Virginia Electric & Power Co | 19876 | NC | 12.47 |  |  | N
59414 | Nelson Gardens Energy, LLC | 59649 | Nelson Gardens Landfill Gas to Energy | 8963 Nelson Road, Building #5 | San Antonio | TX | 78252 | Bexar | 29.33 | -98.66 | TRE | ERCO | Electric Reliability Council of Texas, Inc. |  | 22 | NR | 2 | IPP Non-CHP | N |  | N |  | N |  | N | X |  | City of San Antonio - (TX) | 16604 | TX | 13.2 |  |  | N | [5 empty] | X | X
59370 | ENERGYneering Solutions, Inc | 59650 | CII Methane Management III LFG Plant | 5700 Lexington Highway | Winterville | GA | 30605 | Clarke | 33.9256 | -83.2639 | SERC | SOCO | Southern Company Services, Inc. - Trans | Municipalty | 22 | NR | 2 | IPP Non-CHP | N |  | Y | Pending | N |  | N | X |  | Georgia Transmission Corp | 7197 | GA | 12.47 |  |  | N | [5 empty] | X | X
11208 | Los Angeles Department of Water & Power | 59651 | Forever 21 Retail, Inc. | 3880 North Mission Road | Los Angeles | CA | 90031 | Los Angeles | 34.0714 | -118.1961 | WECC | LDWP | Los Angeles Department of Water and Power |  | 22 | NR | 2 | IPP Non-CHP | N |  | N |  | N |  | N |  |  | Los Angeles Department of Water & Power | 11208 | CA | 34.5 |  |  | N | [5 empty] | X | X
11208 | Los Angeles Department of Water & Power | 59652 | Nordhoff Place | 19801 West Nordhoff Place | Chatsworth | CA | 91311 | Los Angeles | 34.2367 | -118.5658 | WECC | LDWP | Los Angeles Department of Water and Power |  | 22 | NR | 2 | IPP Non-CHP | N |  | N |  | N |  | N | X |  | Los Angeles Department of Water & Power | 11208 | CA | 34.5 |  |  | N
59424 | SSA Solar of NM 4, LLC | 59653 | City of Truth or Consequences PV | 3300 Cook Street | Truth or Consequences | NM | 88030 | Sierra | 33.1211 | -107.2878 | WECC | PNM | Public Service Company of New Mexico |  | 22 | NR | 2 | IPP Non-CHP | N |  | N |  | N |  | N |  |  | Tri-County Electric Coop, Inc | 19160 | NM | 12 |  |  | N
59428 | Sendero Wind Energy, LLC | 59654 | Sendero Wind Energy | 565 FM 649 | Hebbronville | TX | 78361 | Jim Hogg | 27.18 | -98.9167 | TRE | ERCO | Electric Reliability Council of Texas, Inc. |  | 22 | NR | 2 | IPP Non-CHP | N |  | Y | 16-169-000 | N |  | N |  |  | AEP Texas Central Company | 3278 | TX | 138 |  |  | N
56769 | Consolidated Edison Development Inc. | 59655 | Campbell County Wind Farm | 29709 113th Street | Pollock | SD | 57648 | Campbell | 45.7533 | -100.275 | MRO | SWPP | Southwest Power Pool |  | 22 | NR | 2 | IPP Non-CHP | N |  | N |  | N |  |  |  |  | WAPA-- Western Area Power Administration | 27000 | SD | 230
59429 | Comanche Solar PV, LLC | 59656 | Comanche Solar | 2000 Lime Rd | Pueblo | CO | 81006 | Pueblo | 38.2053 | -104.5667 | WECC | PSCO | Public Service Company of Colorado |  | 22 | NR | 2 | IPP Non-CHP | N |  | Y | EG16-53 | N |  | N | X |  | Public Service Co of Colorado | 15466 | CO | 230 |  |  | N
58468 | Dominion Renewable Energy | 59657 | Imperial Valley Solar Co (IVSC) 2, LLC | 8201 Cuff Road | Niland | CA | 92257 | Imperial | 33.2522 | -115.4975 | WECC | IID | Imperial Irrigation District |  | 22 | NR | 2 | IPP Non-CHP | N |  | Y | 14-699-002 | N |  | N |  |  | Imperial Irrigation District | 9216 | CA | 92 |  |  | N
17164 | Sierra Pacific Industries Inc | 59658 | SPI Anderson 2 | 19758 Riverside Ave | Anderson | CA | 96007 | Shasta | 40.4723 | -122.3242 | WECC | CISO | California Independent System Operator | wells | 321 | NR | 7 | Industrial CHP | Y | 15-373-000 | N |  | N |  | N |  |  | Pacific Gas & Electric Co | 14328 | CA | 115 |  |  | N | [5 empty] | N | X
59432 | Clear Creek Power | 59659 | Highland Park Project | TBD | Georgetown | CO | 80441 | Clear Creek | 39.7353 | -105.6486 | WECC | PSCO | Public Service Company of Colorado |  | 22 | NR | 2 | IPP Non-CHP | N |  | N |  | N |  | N |  |  | Public Service Co of Colorado | 15466 | CO | 330 | 115
20135 | City of Washington - (UT) | 59660 | Washington City Electric Generation | 4250 East Telegraph Street | Washington | UT | 84780 | Washington | 37.155 | -113.4392 | WECC | PACE | PacifiCorp - East |  | 22 | RE | 1 | Electric Utility | N |  | N |  | N |  | N | X |  | City of Washington - (UT) | 20135 | UT | 69 | 12.47 | 7.2 | N | QUESTAR GAS COMPANY |  |  |  |  | N | N
17609 | Southern California Edison Co | 59661 | Tehachapi Energy Storage Project |  | Tehachapi | CA | 93561 | Kern | 35.1233 | -118.38 | WECC | CISO | California Independent System Operator |  | 22 | RE | 1 | Electric Utility | N |  | N |  | N |  |  |  |  | Southern California Edison Co | 17609 | CA | 66 |  |  | Y
59434 | Mattawoman Energy, LLC | 59662 | Mattawoman Energy Center | 14175 Brandywine Road | Brandywine | MD | 20513 | Prince Georges | 38.6925 | -76.8422 | RFC | PJM | PJM Interconnection, LLC | Piscataway Wastewater Plant | 22 | NR | 2 | IPP Non-CHP | N |  | N |  | N |  | N |  |  | Potomac Electric Power Co | 15270 | MD | 230 |  |  |  |  | DOMINION COVE POINT LNG LP
59462 | Heelstone Energy Holdings, LLC | 59663 | Cornwall Solar Center, LLC | 6595 Land Fill Road | Oxford | NC | 27565 | Granville | 36.3669 | -78.6261 | SERC | CPLE | Progress Energy Carolinas - EAST |  | 22 | NR | 2 | IPP Non-CHP | N |  | Y | 13-160-000 | N |  | N | X |  | Duke Energy Progress - (NC) | 3046 | NC | 23 |  |  | N | [5 empty] | X | X
20392 | City of West Plains - (MO) | 59664 | City of West Plains Power Station | 1710 Old Airport Road | West Plains | MO | 65775 | Howell | 36.7486 | -91.8686 | SPP | SWPP | Southwest Power Pool |  | 22 | RE | 1 | Electric Utility | N |  | N |  | N |  | N | X |  | Sho-Me Power Electric Coop | 17106 |  | 69 |  |  | N | Other - See pipeline notes. | Other - Please explain in pipeline notes below. |  |  | Our LDC is Summit Natural Gas | N | N
59435 | Innovative Solar 37, LLC | 59665 | Innovative Solar 37 | 2760 Old Sneedsboro Rd | Morven | NC | 28119 | Anson | 34.8383 | -79.9439 | SERC | DUK | Duke Energy Carolinas |  | 22 | NR | 2 | IPP Non-CHP | N |  | Y | 14-135-001 | Y | QF-14-137-001 | N | X |  | Duke Energy Carolinas, LLC | 5416 | NC | 115
59436 | Innovative Solar 47, LLC | 59666 | Innovative Solar 47 | 2600 McGirt Road | Maxton | NC | 28364 | Robeson | 34.8019 | -79.3324 | SERC | DUK | Duke Energy Carolinas |  | 22 | NR | 2 | IPP Non-CHP | N |  | Y | 14-378-000 | N |  | N |  |  | Duke Energy Carolinas, LLC | 5416 | NC | 115
59437 | Innovative Solar 48, LLC | 59667 | Innovative Solar 48 | 22400 Andrew Jackson Hwy | Maxton | NC | 28364 | Robeson | 34.7116 | -79.3024 | SERC | DUK | Duke Energy Carolinas |  | 22 | NR | 2 | IPP Non-CHP | N |  | Y | 14-537-000 | Y | QF14-537-002 | N |  |  | Duke Energy Carolinas, LLC | 5416 | NC | 22.86 |  |  | N
59438 | Innovative Solar 53, LLC | 59668 | Innovative Solar 53 | Edinburgh Rd and Campbell Rd | Red Springs | NC | 28377 | Hoke | 34.9051 | -79.3035 | SERC | DUK | Duke Energy Carolinas |  | 22 | NR | 2 | IPP Non-CHP | N |  | Y | 14-533-000 | N |  | N |  |  | Duke Energy Carolinas, LLC | 5416 | NC | 230
59439 | Innovative Solar 54, LLC | 59669 | Innovative Solar 54 | 4778 NC Hwy 55 | Kingston | NC | 28504 | Lenoir | 35.2137 | -77.7124 | SERC | DUK | Duke Energy Carolinas |  | 22 | NR | 2 | IPP Non-CHP | N |  | Y | 14-532-000 | N |  | N |  |  | Duke Energy Carolinas, LLC | 5416 | NC | 230
59462 | Heelstone Energy Holdings, LLC | 59670 | Innovative Solar 23 | 350 Stony Point Road | Kings Mountain | NC | 28086 | Cleveland | 35.2598 | -81.419 | SERC | DUK | Duke Energy Carolinas |  | 22 | NR | 2 | IPP Non-CHP | N |  | Y | 13-449-000 | N |  | N | X |  | Duke Energy Carolinas, LLC | 5416 | NC | 12.47 |  |  | N | [5 empty] | X | X
61060 | Cypress Creek Renewables | 59671 | Innovative Solar 46 | 5556 Braxton Road | Hope Mills | NC | 28348 | Cumberland | 34.9182 | -78.9436 | SERC | DUK | Duke Energy Carolinas |  | 22 | NR | 2 | IPP Non-CHP | N |  | Y | 14-377-000 | N |  | N |  |  | Duke Energy Carolinas, LLC | 5416 | NC | 115 |  |  | N
61060 | Cypress Creek Renewables | 59675 | Innovative Solar 44 | 10 Junkyard Lane | Shannon | NC | 28364 | Robeson | 34.859 | -79.108 | SERC | DUK | Duke Energy Carolinas |  | 22 | NR | 2 | IPP Non-CHP | N |  | Y | 14-536-000 | N |  | N |  |  | Duke Energy Carolinas, LLC | 5416 | NC | 22.86 |  |  | N
61060 | Cypress Creek Renewables | 59676 | Innovative Solar 55 | 401 Saint Anna Rd | Pembroke | NC | 28364 | Robeson | 34.695 | -79.216 | SERC | DUK | Duke Energy Carolinas |  | 22 | NR | 2 | IPP Non-CHP | N |  | Y | 14-544-000 | N |  | N |  |  | Duke Energy Carolinas, LLC | 5416 | NC | 22.86 |  |  | N
59447 | Innovative Solar 64, LLC | 59677 | Innovative Solar 64 | 2800 Hobbton Hwy | Clinton | NC | 28328 | Sampson | 35.041 | -78.3297 | SERC | DUK | Duke Energy Carolinas |  | 22 | NR | 2 | IPP Non-CHP | N |  | Y | 14-543-000 | Y | QF14-543-000 | N |  |  | Duke Energy Carolinas, LLC | 5416 | NC | 22.86 |  |  | N
59448 | Innovative Solar 67, LLC | 59678 | Innovative Solar 67 | 1001 Shiloh Road | Willard | NC | 28364 | Pender | 34.6233 | -78.0054 | SERC | DUK | Duke Energy Carolinas |  | 22 | NR | 2 | IPP Non-CHP | N |  | Y | 14-534-000 | N |  | N |  |  | Duke Energy Carolinas, LLC | 5416 | NC | 230
59449 | Innovative Solar 68, LLC | 59679 | Innovative Solar 68 | 15443 53 Hwy West | White Oak | NC | 28399 | Cumberland | 34.8507 | -78.7792 | SERC | DUK | Duke Energy Carolinas |  | 22 | NR | 2 | IPP Non-CHP | N |  | Y | 14-535-000 | N |  | N |  |  | Duke Energy Carolinas, LLC | 5416 | NC | 230
59453 | NextSun Energy, LLC | 59682 | Main Street Solar Project | 258 North Main Street | Rutland | VT | 5701 | Rutland | 43.6264 | -72.9756 | NPCC | ISNE | ISO New England Inc. |  | 22 | NR | 2 | IPP Non-CHP | N |  | N |  | N |  | N | X |  | Green Mountain Power Corp | 7601 | VT | 13.8 |  |  | N
59994 | General Motors-Lordstown | 59683 | GM Lordstown Assembly Solar Array | 2300 Hallock Young Road | Warren | OH | 44481 | Trumbull | 41.148 | -80.8838 | RFC | PJM | PJM Interconnection, LLC |  | 336 | NR | 6 | Industrial Non-CHP | N |  | N |  | N |  | N | X |  | Ohio Edison Co | 13998 | OH | 4.17 |  |  | N
59380 | Enel Green Power NA, Inc. | 59684 | Lindahl Wind Project, LLC | 10415 7th St. NW | Tioga | ND | 58852 | Williams | 48.533 | -102.933 | MRO | SWPP | Southwest Power Pool |  | 22 | NR | 2 | IPP Non-CHP | N |  | N |  | N |  | N |  |  | Burke-Divide Electric Coop Inc | 2394 | ND | 115 |  |  | N
19876 | Virginia Electric & Power Co | 59685 | Remington Solar Facility | 11870 Lucky Hill Road | Remington | VA | 22734 | Fauquier | 38.5483 | -77.7764 | SERC | PJM | PJM Interconnection, LLC |  | 22 | RE | 1 | Electric Utility | N |  | N |  | N |  | N | X |  | Virginia Electric & Power Co | 19876 | VA | 34.5
59458 | Landfill Energy Systems Florida | 59686 | Sarasota County LFGTE Facility | 4034 Knights Trail Road | Nokomis | FL | 34275 | Sarasota | 27.203 | -82.387 | FRCC | FPL | Florida Power & Light Company | well | 22 | NR | 2 | IPP Non-CHP | N |  | Y | 14-827-000 | N |  | N | X |  | Florida Power & Light Co | 6452 | FL | 13 |  |  | N | [5 empty] | N | X
59457 | Sun Harvest Solar, LLC | 59687 | Sun Harvest Solar NDP1 | 15968 San Juan Road | Dos Palos | CA | 93620 | Merced | 37.0576 | -120.6536 | WECC | CISO | California Independent System Operator |  | 22 | NR | 2 | IPP Non-CHP | N |  | N |  | N |  |  |  |  | Pacific Gas & Electric Co | 14328 | CA | 12 |  |  | N
59452 | Ingenco Renewable Development, LLC | 59688 | Wake County LFG Facility | 6512 Old Smithfield Road | Apex | NC | 27502 | Wake | 35.674 | -78.854 | SERC | CPLE | Progress Energy Carolinas - EAST | municipality | 22 | NR | 2 | IPP Non-CHP | N |  | N |  | N |  | N |  |  | Duke Energy Progress - (NC) | 3046 | NC | 25 |  |  | N | [5 empty] | X
60738 | Gulf Coast Solar Center I (CA) | 59689 | Gulf Coast Solar Center I | W College Blvd | Valparaiso | FL | 32580 | Okaloosa | 30.5154 | -86.5184 | SERC | SOCO | Southern Company Services, Inc. - Trans |  | 22 | NR | 2 | IPP Non-CHP | N |  | N |  | N |  | N |  |  | Gulf Power Co | 7801 | FL | 115
60739 | Gulf Coast Solar Center II (CA) | 59690 | Gulf Coast Solar Center II | E Bay Blvd | Navarre | FL | 32566 | Santa Rosa | 30.4308 | -86.8952 | SERC | SOCO | Southern Company Services, Inc. - Trans |  | 22 | NR | 2 | IPP Non-CHP | N |  | N |  | N |  | N |  |  | Gulf Power Co | 7801 | FL | 115
60740 | Gulf Coast Solar Center III (CA) | 59691 | Gulf Coast Solar Center III | E Fence Road | Bellview | FL | 32526 | Escambia | 30.4704 | -87.3352 | SERC | SOCO | Southern Company Services, Inc. - Trans |  | 22 | NR | 2 | IPP Non-CHP | N |  | N |  | N |  | N |  |  | Gulf Power Co | 7801 | FL | 230
59463 | Narragansett Bay Commission | 59692 | NBC Field's Point Wind Farm | 2 Ernest Street | Providence | RI | 2905 | Providence | 41.7941 | -71.3892 | NPCC | ISNE | ISO New England Inc. |  | 22132 | NR | 4 | Commercial Non-CHP | N |  | N |  | N |  | N |  |  | The Narragansett Electric Co | 13214 | RI | 12.47 |  |  | N | [5 empty] | N
19876 | Virginia Electric & Power Co | 59693 | VA Offshore Wind Project (VOWTAP) | 24 miles offshore | Virginia Beach | VA |  | Virginia Beach City | 36.8916 | -75.4916 | SERC | PJM | PJM Interconnection, LLC |  | 22 | RE | 1 | Electric Utility | N |  | N |  | N |  | N | X |  | Virginia Electric & Power Co | 19876 | VA | 34.5
59462 | Heelstone Energy Holdings, LLC | 59694 | Aspen Solar, LLC | 4436 South U.S. 117 | Rose Hill | NC | 28458 | Duplin | 34.7912 | -78.0121 | SERC | DUK | Duke Energy Carolinas |  | 22 | NR | 2 | IPP Non-CHP | N |  | Y | 14-371-000 | N |  | N | X |  | Duke Energy Carolinas, LLC | 5416 | NC | 23 |  |  | N | [5 empty] | X | X
59469 | Mt. Home Solar 1, LLC | 59695 | Mt. Home Solar 1, LLC | 8610 Airbase Road | Pocatello | ID | 83647 | Elmore | 43.129 | -115.752 | WECC | IPCO | Idaho Power Company |  | 22 | NR | 2 | IPP Non-CHP | N |  | Y | 15-518 | N |  | N |  |  | Idaho Power Co | 9191 | ID | 69
59470 | Pocatello Solar 1, LLC | 59696 | Pocatello Solar | 1950 Airport Way | Pocatello | ID | 83707 | Bannock | 42.919 | -112.608 | WECC | IPCO | Idaho Power Company |  | 22 | NR | 2 | IPP Non-CHP | N |  | Y | 15-519 | N |  | N |  |  | Idaho Power Co | 9191 | ID | 34.5
4180 | Connecticut Mun Elec Engy Coop | 59701 | Subase Microgrid Project | Naval Submarine Base New Londo | Groton | CT | 6340 | New London | 41.4 | -72.086 | NPCC | ISNE | ISO New England Inc. |  | 22 | RE | 1 | Electric Utility | N |  | N |  | N |  | N | X |  | Groton Dept of Utilities - (CT) | 7716 | CT | 13.8 |  |  | N
58468 | Dominion Renewable Energy | 59702 | Pavant Solar, LLC | 1325 W 8900 N | Fillmore | UT | 84631 | Millard | 38.9605 | -112.3633 | WECC | PACE | PacifiCorp - East |  | 22 | NR | 2 | IPP Non-CHP | N |  | Y | 15-479-001 | Y | EG15-115-000 | N |  |  | PacifiCorp | 14354 | UT | 46 |  |  | N
58468 | Dominion Renewable Energy | 59703 | Cottonwood Solar, LLC Cottonwood Carport | 8001 Redwood Blvd | Novato | CA | 94945 | Marin | 38.1298 | -122.5682 | WECC | CISO | California Independent System Operator |  | 22 | NR | 2 | IPP Non-CHP | N |  | Y | 13-49-000 | N |  | N |  |  | Pacific Gas & Electric Co | 14328 | CA | 12.47 |  |  | N
59473 | JC-Biomethane, LLC | 59704 | JC-Biomethane, LLC | 92757 Highway 99 S | Junction City | OR | 97448 | Lane | 44.1835 | -123.2005 | WECC | BPAT | Bonneville Power Administration |  | 22 | NR | 3 | IPP CHP | Y | 12-11-000 | N |  | N |  | N |  |  | Blachly-Lane County Coop El Assn | 1736 | OR | 12.5 | 115 |  | N | [5 empty] | N | X
59474 | BQ Energy LLC | 59705 | Steel Sun | 1951 Hamburg Turnpike | Lackawanna | NY | 14218 | Erie | 42.8128 | -78.8453 | NPCC | NYIS | New York Independent System Operator |  | 22 | NR | 2 | IPP Non-CHP | N |  | N |  | N |  | N |  |  | Niagara Mohawk Power Corp. | 13573 | NY | 155 |  |  | N | [5 empty] | X | X
59462 | Heelstone Energy Holdings, LLC | 59706 | BRE | 3116 Henry Wilson Road | Oxford | NC | 27565 | Granville | 36.3725 | -78.5985 | SERC | DUK | Duke Energy Carolinas |  | 22 | NR | 2 | IPP Non-CHP | N |  | Y | 13-596 | N |  | N | X |  | City of Wilson | 20785 | NC | 12.5 |  |  | N | [5 empty] | X | X
61060 | Cypress Creek Renewables | 59708 | Franklinton Solar | 25 Peach Orchard Road | Franklinton | NC | 27515 | Franklin | 36.08 | -78.35 | SERC | CPLE | Progress Energy Carolinas - EAST |  | 22 | NR | 2 | IPP Non-CHP | N |  | Y | 14-772-000 | N |  | N |  |  | Duke Energy Progress - (NC) | 3046 | NC | 23
59483 | Metropolitan Airports Commission | 59709 | St. Paul Intl Airport Red & Blue Parking | 4300 Glumack Drive Terminal 1 | St. Paul | MN | 55111 | Hennepin | 44.88 | -93.21 | MRO | MISO | Midcontinent Independent Transmission System Operator, Inc.. |  | 22 | NR | 2 | IPP Non-CHP | N |  | N |  | N |  | N |  |  | Northern States Power Co - Minnesota | 13781 | MN | 13.8 |  |  | N | [5 empty] | X | X
55858 | Energy Developments Inc | 59710 | Sand Valley Power Station | 3345 County Road 209 | Collinsville | AL | 35691 | Dekalb | 34.3439 | -85.8661 | SERC | TVA | Tennessee Valley Authority |  | 22 | NR | 2 | IPP Non-CHP | N |  | Y | QF13-427-000 | Y | QF13-427-000 | N |  |  | Sand Mountain Electric Coop | 16629 | AL | 15 |  |  | N
59370 | ENERGYneering Solutions, Inc | 59711 | CII Methane Management IV, LLC | 680 County Home Road | Smithfield | NC | 27577 | Johnston | 35.5119 | -78.4338 | SERC | CPLE | Progress Energy Carolinas - EAST | Municipality | 22 | NR | 2 | IPP Non-CHP | N |  | Y | Pending | N |  | N | X |  | Duke Energy Progress - (NC) | 3046 | NC | 22.86 |  |  | N | [5 empty] | X | X
55918 | Acciona Wind Energy USA LLC | 59712 | San Roman Wind I, LLC | 31304 - 31664 San Ramon Rd | Los Fresnos | TX | 78566 | Cameron | 26.126 | -97.3776 | TRE | ERCO | Electric Reliability Council of Texas, Inc. |  | 22 | NR | 2 | IPP Non-CHP | N |  | N |  | N |  | N | X |  | AEP Texas Central Company | 3278 | TX | 138 |  |  | N | [5 empty] | X | X
60496 | Enerparc Inc. | 59713 | Holdrege Solar Center | 7501 W. Holdrege Street | Lincoln | NE | 68508 | Lancaster | 40.8247 | -96.8203 | MRO |  |  |  | 22 | NR | 2 | IPP Non-CHP | N |  | N |  | N |  | N |  |  | Gulf Power Co | 7801 | FL | 12.47 |  |  | N
57389 | IKEA Property Inc | 59714 | IKEA St. Louis 410 | 4000 Forest Park Ave. | St. Louis | MO | 63108 | St Louis City | 38.635 | -90.2455 | SERC | MISO | Midcontinent Independent Transmission System Operator, Inc.. |  | 441 | NR | 4 | Commercial Non-CHP | N |  | N |  | N |  | N |  |  | Ameren Illinois Company | 56697 | IL | 480 |  |  | N
59287 | Laurel Capital Partners | 59715 | DD Hay Road Solar 23 LLC | 4503 Hay Road | New Castle | DE | 19809 | New Castle | 39.7367 | -75.5117 | RFC | PJM | PJM Interconnection, LLC |  | 22 | NR | 2 | IPP Non-CHP | N |  | Y | 15-586-000 | N |  | N |  |  | Delmarva Power | 5027 | DE | 11.85 |  |  | N
59490 | Neches Station, LLC | 59716 | Neches Station, LLC | Hwy 175 | Jacksonville | TX | 75766 | Cherokee | 32.0305 | -95.3989 | TRE | ERCO | Electric Reliability Council of Texas, Inc. | On-Site Wells | 22 | NR | 2 | IPP Non-CHP | N |  | N |  | N |  | N | X |  | Oncor Electric Delivery Company LLC | 44372 | TX | 230
59484 | Framingham State University | 59717 | Framingham State University Plant | 100 State Street | Framingham | MA | 1701 | Middlesex | 42.2979 | -71.4361 | NPCC | ISNE | ISO New England Inc. |  | 611 | NR | 4 | Commercial Non-CHP | N |  | N |  | N |  | N |  |  | NSTAR Electric Company | 54913 | MA | 13.8 |  |  | N |  | Algonquin Gas Transmission Company
59488 | Charlotte Solar LLC | 59719 | Charlotte Solar LLC VT | 1824 Hinesburg Road | Charlotte | VT | 5445 | Chittenden | 44.322 | -73.1976 | NPCC | ISNE | ISO New England Inc. |  | 22 | NR | 2 | IPP Non-CHP | N |  | Y | 13-631 | Y | 13-631 | N |  |  | Green Mountain Power Corp | 7601 | VT | 687 | 687 | 687 | N
59487 | Moundsville Power, LLC | 59720 | Moundsville Power | TBD | Moundsville | WV | 26041 | Marshall | 39.9039 | -80.7966 | RFC | PJM | PJM Interconnection, LLC | Ohio River | 22 | NR | 2 | IPP Non-CHP | N |  | N |  | N |  |  |  |  | Wheeling Power Co | 20521 | WV | [5 empty] | TEXAS EASTERN TRANSMISSION LP
59489 | Perennial-Wind Chaser LLC | 59721 | Perennial Wind Chaser Station | TBD | TBD | OR | 97838 | Umatilla | 45.802 | -119.3721 | WECC | BPAT | Bonneville Power Administration | Port of Umatilla | 22 | NR | 2 | IPP Non-CHP | N |  | N |  | N |  | N | X |  | Umatilla Electric Coop Assn | 19325 | OR | 230 |  |  | N | CASCADE NAT GAS CORP |  |  |  |  | N | N
59491 | Seville Solar One LLC | 59722 | Seville 1 | 2085A W. Highway 78 | Ocotillo Wells | CA | 92004 | Imperial | 33.1125 | -116.0139 | WECC | IID | Imperial Irrigation District |  | 22 | NR | 2 | IPP Non-CHP | N |  | N |  | Y | Pending | N |  |  | Imperial Irrigation District | 9216 | CA | 92 |  |  | N
59492 | Seville Solar Two LLC | 59723 | Seville 2 | 2085A W. Highway 78 | Ocotillo Wells | CA | 92004 | Imperial | 33.1101 | -116.0059 | WECC | IID | Imperial Irrigation District |  | 22 | NR | 2 | IPP Non-CHP | N |  | N |  | Y | pending | N |  |  | Imperial Irrigation District | 9216 | CA | 92 |  |  | N
59493 | Scituate Wind LLC | 59724 | Scituate Wind | 161 Driftway | Scituate | MA | 2066 | Plymouth | 42.1751 | -70.7285 | NPCC | ISNE | ISO New England Inc. |  | 22 | NR | 2 | IPP Non-CHP | N |  | N |  | N |  | N | X |  | Massachusetts Electric Co | 11804 | MA | 13.8 |  |  | N | [5 empty] | X | X
59494 | Fairhaven Wind LLC | 59725 | Fairhaven Wind | 5 Arsene Street | Fairhaven | MA | 2719 | Bristol | 41.6391 | -70.8734 | NPCC | ISNE | ISO New England Inc. |  | 22 | NR | 2 | IPP Non-CHP | N |  | N |  | N |  | N | X |  | NSTAR Electric Company | 54913 | MA | 13.8 |  |  | N | [5 empty] | X | X
3892 | City of Coffeyville - (KS) | 59726 | CML&P Generating Facility No. 2 | 2601 N. 5th Industrial Street | Coffeyville | KS | 67337 | Montgomery | 37.093 | -95.5852 | SPP | SWPP | Southwest Power Pool |  | 22 | RE | 1 | Electric Utility | N |  | N |  | N |  | N | X |  | City of Coffeyville - (KS) | 3892 | KS | 138 | 69 | 12.47 | N | ATMOS ENERGY CORPORATION |  |  |  |  | N | N
14164 | City of Orangeburg - (SC) | 59727 | Bull Street Plant | 90 Bull Street | Orangeburg | SC | 29115 | Orangeburg | 33.4898 | -80.8703 | SERC | SCEG | South Carolina Electric & Gas Company |  | 22 | RE | 1 | Electric Utility | N |  | N |  | N |  | N | X |  | City of Orangeburg - (SC) | 14164 | SC | 8.32 |  |  | N | ORANGEBURG DEPT OF PUB UTIL |  |  |  |  | N | N
14164 | City of Orangeburg - (SC) | 59728 | Substation 20 Plant | 2564 Rowesville Road | Orangeburg | SC | 29115 | Orangeburg | 33.4402 | -80.8417 | SERC | SCEG | South Carolina Electric & Gas Company |  | 22 | RE | 1 | Electric Utility | N |  | N |  | N |  | N | X |  | City of Orangeburg - (SC) | 14164 | SC | 24.94 |  |  | N | ORANGEBURG DEPT OF PUB UTIL |  |  |  |  | N | N
58822 | MC Power Companies Inc | 59729 | Macon Solar Power Project | 3007 Kellogg Avenue | Macon | MO | 63552 | Macon | 39.76 | -92.46 | SPP | SWPP | Southwest Power Pool |  | 22 | NR | 2 | IPP Non-CHP | N |  | Y | QF15-538-000 | N |  | N |  |  | City of Macon - (MO) | 11460 | MO | 12.47 |  |  | N
58661 | Sustainable Power Group, LLC | 59730 | SEPV 18 | East Avenue O and 110th St. Ea | Palmdale | CA | 93591 | Los Angeles | 34.6136 | -117.9344 | WECC | CISO | California Independent System Operator |  | 22 | NR | 2 | IPP Non-CHP | N |  | N |  | N |  | N | X |  | Southern California Edison Co | 17609 | CA | 12 |  |  | N | [5 empty] | X | N
59500 | Sunny Templeton, LLC | 59731 | Templeton | 95 Farnsworth Road | Templeton | MA | 1468 | Worcester | 42.5212 | -72.0673 | NPCC | ISNE | ISO New England Inc. |  | 22 | NR | 2 | IPP Non-CHP | N |  | Y | 15-171-000 | N |  | N |  |  | Town of Templeton - (MA) | 18546 | MA | 13.8 |  |  | N | [5 empty] | X | X
59503 | Capital Dynamics | 59732 | Green Pastures Wind I | 4278 CR 140 | Seymour | TX | 76380 | Baylor | 33.6282 | -99.4112 | TRE | ERCO | Electric Reliability Council of Texas, Inc. |  | 22 | NR | 2 | IPP Non-CHP | N |  | N |  | N |  | N | X |  | AEP Texas North Company | 20404 | TX | 345 |  |  | N | [5 empty] | X | X
59503 | Capital Dynamics | 59733 | Green Pastures Wind II | 4278 CR 140 | Seymour | TX | 76380 | Knox | 33.646 | -99.5329 | TRE | ERCO | Electric Reliability Council of Texas, Inc. |  | 22 | NR | 2 | IPP Non-CHP | N |  | N |  | N |  | N | X |  | AEP Texas North Company | 20404 | TX | 345 |  |  | N | [5 empty] | X | X
59503 | Capital Dynamics | 59734 | Briscoe Wind Farm | 9947 County Road F | Silverton | TX | 79257 | Briscoe | 34.4323 | -101.2372 | TRE | ERCO | Electric Reliability Council of Texas, Inc. |  | 22 | NR | 2 | IPP Non-CHP | N |  | N |  | N |  | N |  |  | AEP Texas North Company | 20404 | TX | 345 |  |  | N | [5 empty] | X | X
59504 | Kirkwood Community College | 59735 | Kirkwood Wind Turbine | 6301 Kirkwood Blvd SW | Cedar Rapids | IA | 52404 | Linn | 41.9166 | -91.6509 | MRO | MISO | Midcontinent Independent Transmission System Operator, Inc.. |  | 22 | NR | 2 | IPP Non-CHP | N |  | N |  | N |  | N |  |  | Interstate Power and Light Co | 9417 | IA | 12.4 |  |  | N
59506 | Valentine Wind, LLC | 59736 | Valentine Wind, LLC | 39266 US Highway 20 | Valentine | NE | 69201 | Cherry | 42.8591 | -100.5924 | MRO | SWPP | Southwest Power Pool |  | 22 | NR | 2 | IPP Non-CHP | N |  | Y | 14-149-000, 14-149-001 | N |  | N | X |  | City of Valentine - (NE) | 19677 | NE | 12.5 |  |  | N
58661 | Sustainable Power Group, LLC | 59737 | Aspiration G | West Mountain View Avenue | San Joaquin | CA | 93660 | Fresno | 36.5522 | -120.3525 | WECC | CISO | California Independent System Operator |  | 22 | NR | 2 | IPP Non-CHP | N |  | N |  | N |  | N |  |  | Southern California Edison Co | 17609 | CA | 12 |  |  | N | [5 empty] | N | N
58661 | Sustainable Power Group, LLC | 59738 | Citizen B | West California Avenue | Mendota | CA | 93640 | Fresno | 36.7238 | -120.4321 | WECC | CISO | California Independent System Operator |  | 22 | NR | 2 | IPP Non-CHP | N |  | N |  | N |  | N |  |  | Southern California Edison Co | 17609 | CA | 12.47 |  |  | N | [5 empty] | N | N
58661 | Sustainable Power Group, LLC | 59739 | Lancaster WAD B | 3251 West Avenue D | Lancaster | CA | 93536 | Los Angeles | 34.7802 | -118.1933 | WECC | CISO | California Independent System Operator |  | 22 | NR | 2 | IPP Non-CHP | N |  | N |  | N |  | N |  |  | Southern California Edison Co | 17609 | CA | 12 |  |  | N | [5 empty] | N | X
58661 | Sustainable Power Group, LLC | 59740 | SEPV Mojave West | 13750 90th Street West | Mojave | CA | 93501 | Kern | 35.0229 | -118.2827 | WECC | CISO | California Independent System Operator |  | 22 | NR | 2 | IPP Non-CHP | N |  | N |  | N |  | N | X |  | Southern California Edison Co | 17609 | CA | 66 |  |  | N | [5 empty] | N | X
59508 | Barton Solar, LLC | 59741 | Barton Solar Farm | 1603 Glover Road | Barton | VT | 5822 | Orleans | 44.7254 | -72.184 | NPCC | ISNE | ISO New England Inc. |  | 22 | NR | 2 | IPP Non-CHP | N |  | Y | 13-119-000 | N |  | N |  |  | Vermont Electric Cooperative, Inc | 19791 | VT | 12.47 |  |  | N | [5 empty] | N | N
58519 | Clean Energy Collective LLC | 59742 | Sunnyside Ranch Community Solar Array | 4003 Country Road 100 | Carbondale | CO | 81623 | Garfield | 39.415 | -107.1572 | WECC | PSCO | Public Service Company of Colorado |  | 22 | NR | 2 | IPP Non-CHP | N |  | N |  | N |  | N | X |  | Holy Cross Electric Assn, Inc | 8773 | CO | 24.9 |  |  | N
59540 | SunE SEM 1, LLC | 59743 | Chimes West Friendship (Nixon Farms) | 2800 Nixon Farms Lane | West Friendship | MD | 21792 | Howard | 39.2967 | -76.9574 | RFC | PJM | PJM Interconnection, LLC |  | 22 | NR | 2 | IPP Non-CHP | N |  | Y | 14-805-000 | N |  | N | X |  | Baltimore Gas & Electric Co | 1167 | MD | 13.2 |  |  | N
58473 | NVT LICENSES, LLC | 59744 | Lakeland Electric Co. (FL)-Airport 1 | 4250 Hamilton Road | Lakeland | FL | 33811 | Polk | 27.9885 | -82.0473 | FRCC | TEC | Tampa Electric Company |  | 22 | NR | 2 | IPP Non-CHP | N |  | Y | 12-140-000 | N |  | N |  |  | City of Lakeland - (FL) | 10623 | FL | 1 |  |  | N
59511 | South Street Solar, LLC | 59745 | Leominster (MA)-South Street-R&D | 1350 South Street | Tewksbury | MA | 20705 | Middlesex | 42.6062 | -71.1772 | NPCC | ISNE | ISO New England Inc. |  | 22 | NR | 2 | IPP Non-CHP | N |  | N |  | N |  | N | X |  | Massachusetts Electric Co | 11804 | MA | 13.2 |  |  | N
59512 | Team-Solar, Inc. | 59746 | DSH (CA) - Coalinga State Hospital | 24511 W Jayne Avenue | Coalinga | CA | 93210 | Fresno | 36.1373 | -120.2185 | WECC | CISO | California Independent System Operator |  | 22 | NR | 2 | IPP Non-CHP | N |  | Y | 14-677-000 | N |  | N | X |  | Pacific Gas & Electric Co | 14328 | CA | 12.47 |  |  | N
59514 | River Mountains Solar, LLC | 59747 | River Mountains Solar | 1299 Burkholder | Henderson | NV | 89015 | Clark | 36.0316 | -114.9294 | WECC | NEVP | Nevada Power Company |  | 22 | NR | 2 | IPP Non-CHP | N |  | N |  | N |  | N | X |  | Colorado River Comm of Nevada | 4356 | NV | 13.8 |  |  | N | [5 empty] | X | X
59512 | Team-Solar, Inc. | 59748 | CDCR (CA) - Pleasant Valley State Prison | 24863 West Jayne Avenue | Coalinga | CA | 93210 | Fresno | 36.1372 | -120.2244 | WECC | CISO | California Independent System Operator |  | 22 | NR | 2 | IPP Non-CHP | N |  | Y | 14-676-000 | N |  | N | X |  | Pacific Gas & Electric Co | 14328 | CA | 12.5 |  |  | N
58473 | NVT LICENSES, LLC | 59749 | UMES (MD) - Princess Anne | MD Rt. 388 (West Post Office R | Princess Anne | MD | 21583 | Somerset | 38.2026 | -75.6764 | RFC | PJM | PJM Interconnection, LLC |  | 22 | NR | 2 | IPP Non-CHP | N |  | N |  | N |  | N |  |  | Delmarva Power | 5027 | MD | 24.9 |  |  | N
58473 | NVT LICENSES, LLC | 59750 | Bourne (MA) - Holliston I | 56 Chestnut Street | Holliston | MA | 1746 | Middlesex | 42.1779 | -71.4546 | NPCC | ISNE | ISO New England Inc. |  | 22 | NR | 2 | IPP Non-CHP | N |  | Y | 14-621-000 | N |  | N |  |  | NSTAR Electric Company | 54913 | MA | 13.8 |  |  | N
59518 | Wilzig Associates, LLC | 59751 | Wilzig Associates, LLC | Union Avenue & DuBois Street | East Rutherford | NJ | 7073 | Bergen | 40.8253 | -74.0944 | RFC | PJM | PJM Interconnection, LLC |  | 53 | NR | 4 | Commercial Non-CHP | N |  | N |  | N |  | N | X |  | Public Service Elec & Gas Co | 15477 | NJ | 13.2 |  |  | N | [5 empty] | X | X
59519 | TerraForm Solar XVII, LLC | 59752 | BlueWave Capital - Grafton (SREC II) | 43 Estabrook Street | Grafton | MA | 1519 | Worcester | 42.2255 | -71.6627 | NPCC | ISNE | ISO New England Inc. |  | 22 | NR | 2 | IPP Non-CHP | N |  | Y | 14-622-000 | N |  | N | X |  | Massachusetts Electric Co | 11804 | MA | 13.8 |  |  | N
59520 | BWC Origination 5, LLC | 59753 | BlueWave Capital-Mattapoisett (SREC II) | 176 North Street | Mattapoisett | MA | 2739 | Plymouth | 41.6943 | -70.8311 | NPCC | ISNE | ISO New England Inc. |  | 22 | NR | 2 | IPP Non-CHP | N |  | Y | 14-620-000 | N |  | N |  |  | NSTAR Electric Company | 54913 | MA | 13.8 |  |  | N
58473 | NVT LICENSES, LLC | 59754 | Lakeland Electric Co. (FL) - Aiport II | 4070 Hamilton Road | Lakeland | FL | 33811 | Polk | 27.9911 | -82.0473 | FRCC | TEC | Tampa Electric Company |  | 22 | NR | 2 | IPP Non-CHP | N |  | Y | 12-490-000, 12-490-001 | N |  | N |  |  | City of Lakeland - (FL) | 10623 | FL | 1 |  |  | N
59522 | Chester Power Partners LLC | 59755 | Chester Power Partners | 54 Trebo Road | North Chester | VT | 5143 | Windsor | 43.2809 | -72.5976 | NPCC | ISNE | ISO New England Inc. |  | 22 | NR | 2 | IPP Non-CHP | N |  | Y | 13-384-000 | N |  | N |  |  | Green Mountain Power Corp | 7601 | VT | 12.47 |  |  | N
58672 | Everpower Wind Holdings Inc | 59756 | Mud Springs Wind Project, LLC | Rail Bed Road | Bridger | MT | 59014 | Carbon | 45.1144 | -108.6634 | WECC | PACE | PacifiCorp - East |  | 22 | NR | 2 | IPP Non-CHP | N |  | Y | 15-883 | N |  | N |  |  | PacifiCorp | 14354 | OR | 230 |  |  | N
58672 | Everpower Wind Holdings Inc | 59757 | Pryor Caves Wind Project, LLC | Rail Bed Road | Bridger | MT | 59014 | Carbon | 45.1655 | -108.6931 | WECC | PACE | PacifiCorp - East |  | 22 | NR | 2 | IPP Non-CHP | N |  | Y | 15-882 | N |  | N |  |  | PacifiCorp | 14354 | OR | 230 |  |  | N
58672 | Everpower Wind Holdings Inc | 59758 | Horse Thief Wind Project, LLC | Rail Bed Road | Bridger | MT | 59014 | Carbon | 45.2236 | -108.7452 | WECC | PACE | PacifiCorp - East |  | 22 | NR | 2 | IPP Non-CHP | N |  | Y | 15-884 | N |  | N |  |  | PacifiCorp | 14354 | OR | 230 |  |  | N
59526 | State Correctnl Inst Laurel Highlands | 59759 | Glades Pike Generation Plant | 5706 Glades Pike | Somerset | PA | 15501 | Somerset | 40.0067 | -79.041 | RFC | PJM | PJM Interconnection, LLC | municipal | 92214 | NR | 4 | Commercial Non-CHP | N |  | N |  | N |  | N |  |  | Pennsylvania Electric Co | 14711 | PA | 23 |  |  | N | [5 empty] | N
59462 | Heelstone Energy Holdings, LLC | 59760 | Red Hill Solar Center, LLC | 401 Red Hill Loop Road | Warrenton | NC | 27589 | Warren | 36.4044 | -78.1411 | SERC | CPLE | Progress Energy Carolinas - EAST |  | 22 | NR | 2 | IPP Non-CHP | N |  | Y | 13-161-000 | N |  | N | X |  | Duke Energy Progress - (NC) | 3046 | NC | 22.86 |  |  | N | [5 empty] | X | X
59462 | Heelstone Energy Holdings, LLC | 59761 | Van Slyke Solar Center, LLC | 4141 Van Slyke Road | Elm City | NC | 27822 | Wilson | 35.777 | -77.8805 | SERC | CPLE | Progress Energy Carolinas - EAST |  | 22 | NR | 2 | IPP Non-CHP | N |  | Y | 13-170-000 | N |  | N | X |  | Duke Energy Progress - (NC) | 3046 | NC | 12.47 |  |  | N | [5 empty] | X | X
59462 | Heelstone Energy Holdings, LLC | 59762 | Broadway Solar Center, LLC | 310 Dessie Road | Chadbourn | NC | 28431 | Columbus | 34.3093 | -78.8314 | SERC | CPLE | Progress Energy Carolinas - EAST |  | 22 | NR | 2 | IPP Non-CHP | N |  | Y | 13-172-000 | N |  | N | X |  | Duke Energy Progress - (NC) | 3046 | NC | 22.86 |  |  | N | [5 empty] | X | X
59529 | Robeson County Landfill | 59763 | Robeson County LFG to Energy | 246 Landfill Road | St. Pauls | NC | 28384 | Robeson | 34.791 | -78.9088 | SERC | CPLE | Progress Energy Carolinas - EAST |  | 562212 | NR | 4 | Commercial Non-CHP | N |  | N |  | N |  | N |  |  | Lumbee River Elec Member Corp | 11291 | NC | 12.47 |  |  | N
59534 | Oregon Clean Energy Center | 59764 | Oregon Clean Energy Center | 816 North Lallendorf Road | Oregon | OH | 43616 | Lucas | 41.6679 | -83.4437 | RFC | PJM | PJM Interconnection, LLC | Oregon, OH Municipality | 22 | NR | 2 | IPP Non-CHP | N |  | N |  | N |  | N | X |  | American Transmission Systems Inc | 56162 | OH | 345 |  |  | N |  | NORTH COAST GAS TRANSMISSION |  |  |  | N | N
59232 | Kearsarge Solar LLC | 59765 | Stetson Road Solar - Barre I | 203 Stetson Road | Barre | MA | 1005 | Worcester | 42.4029 | -72.1027 | NPCC | ISNE | ISO New England Inc. |  | 22 | NR | 2 | IPP Non-CHP | N |  | Y | 14-397-000 | N |  | N |  |  | Massachusetts Electric Co | 11804 | MA | 15 |  |  | N
59232 | Kearsarge Solar LLC | 59766 | Barre II Solar Project | Britton Road West | Barre | MA | 1005 | Worcester | 42.362 | -72.109 | NPCC | ISNE | ISO New England Inc. |  | 22 | NR | 2 | IPP Non-CHP | N |  | Y | 14-398-000 | N |  | N |  |  | Massachusetts Electric Co | 11804 | MA | 15 |  |  | N
59232 | Kearsarge Solar LLC | 59767 | Chester Solar Farm | 556 Skyline Trail | Chester | MA | 1011 | Hampden | 42.312 | -72.949 | NPCC | ISNE | ISO New England Inc. |  | 22 | NR | 2 | IPP Non-CHP | N |  | Y | 14-399-000 | N |  | N |  |  | Town of Chester | 3447 | MA | 23 |  |  | N
59232 | Kearsarge Solar LLC | 59768 | Concord Solar Farm | 755 Walden Street | Concord | MA | 1742 | Middlesex | 42.444 | -71.335 | NPCC | ISNE | ISO New England Inc. |  | 22 | NR | 2 | IPP Non-CHP | N |  | N |  | N |  | N |  |  | Town of Concord - (MA) | 4147 | MA | 15 |  |  | N
18454 | Tampa Electric Co | 59769 | TIA Solar | 5505 Airport Service Road | Tampa | FL | 33607 | Hillsborough | 27.9658 | -82.5328 | FRCC | TEC | Tampa Electric Company |  | 22 | RE | 1 | Electric Utility | N |  | N |  | N |  | N | X |  | Tampa Electric Co | 18454 | FL | 13.2 |  |  | N
9234 | Indiana Municipal Power Agency | 59770 | IMPA Pendleton Solar Park | 4500 West Fall Creek Drive | Pendleton | IN | 46064 | Madison | 39.9886 | -85.7709 | RFC | MISO | Midcontinent Independent Transmission System Operator, Inc.. |  | 22 | RE | 1 | Electric Utility | N |  | N |  | N |  | N | X |  | Town of Pendleton - (IN) | 14659 | IN | 12.47 |  |  | N | [5 empty] | N | X
59209 | Half Moon Ventures, LLC | 59771 | Jefferson Solar Park | 792 N. Parkway | Jefferson | WI | 53549 | Jefferson | 43.0146 | -88.7992 | RFC | MISO | Midcontinent Independent Transmission System Operator, Inc.. |  | 22 | NR | 2 | IPP Non-CHP | N |  | N |  | N |  | N |  |  | Jefferson Utilities | 9690 | WI | 24.9 |  |  | N | [5 empty] | X | X
10000 | Kansas City Power & Light Co | 59772 | KCP&L SmartGrid Innovation Park | 4724 Tracy Avenue | Kansas City | MO | 64110 | Jackson | 39.0403 | -94.5712 | SPP | SWPP | Southwest Power Pool |  | 22 | RE | 1 | Electric Utility | N |  | N |  | N |  |  | X |  | Kansas City Power & Light Co | 10000 | MO | 13.8 |  |  | Y | [5 empty] | X
59541 | Carroll County Energy LLC | 59773 | Carroll County Energy | 2022 Kensington Road NE | Carrollton | OH | 44615 | Carroll | 40.6044 | -81.0592 | RFC | PJM | PJM Interconnection, LLC |  | 22 | NR | 3 | IPP CHP | N |  | N |  | N |  | N |  |  | Ohio Power Co | 14006 | OH | 345 |  |  |  |  | TENNESSEE GAS PIPELINE COMPANY
59539 | BioTown Ag | 59774 | BioTown Ag | 402 W 100 North | Reynolds | IN | 47980 | White | 40.7656 | -86.8797 | RFC | MISO | Midcontinent Independent Transmission System Operator, Inc.. |  | 112 | NR | 7 | Industrial CHP | N |  | N |  | N |  | N |  |  | Northern Indiana Pub Serv Co | 13756 | IN | 12.5 |  |  | N
59542 | Adams Farm Solar LLC | 59775 | Adams Farm Solar | 854 Bearsden Road | Athol | MA | 1331 | Worcester | 42.6 | -72.2 | NPCC | ISNE | ISO New England Inc. |  | 22 | NR | 2 | IPP Non-CHP | N |  | N |  | N |  | N |  |  | Massachusetts Electric Co | 11804 | MA | 13.8 |  |  | N
59543 | Heartland Community College | 59776 | Heartland Community College |  | Normal | IL | 61761 | McLean | 40.537 | -89.019 | SERC | MISO | Midcontinent Independent Transmission System Operator, Inc.. |  | 611 | NR | 4 | Commercial Non-CHP | N |  | Y | 12-383-000 | N |  | N | X |  | Ameren Illinois Company | 56697 | IL | 12.47 |  |  | N | [5 empty] | X | X
59519 | TerraForm Solar XVII, LLC | 59777 | RGS-Rutland VNM SREC II Project (MA) | 549 East County Road | Rutland | MA | 1543 | Worcester | 42.4318 | -71.9782 | NPCC | ISNE | ISO New England Inc. |  | 22 | NR | 2 | IPP Non-CHP | N |  | N |  | N |  | N |  |  | Massachusetts Electric Co | 11804 | MA | 13.8 |  |  | N
58661 | Sustainable Power Group, LLC | 59778 | Eden Solar LLC | 2252 Derby Road | Ellerbe | NC | 28338 | Richmond | 35.1485 | -79.6364 | SERC | DUK | Duke Energy Carolinas |  | 22 | NR | 2 | IPP Non-CHP | N |  | N |  | N |  | N |  |  | Duke Energy Carolinas, LLC | 5416 | NC | 230 |  |  | N | [5 empty] | N | X
59544 | SunE DM, LLC | 59779 | Davis Monthan AFB (AZ) West Airfield | Davis-Montan Air Force Base | Tucson | AZ | 85707 | Pima | 32.1736 | -110.8997 | WECC | TEPC | Tucson Electric Power Company |  | 22 | NR | 2 | IPP Non-CHP | N |  | Y | 13-545-000 | N |  | N |  |  | Tucson Electric Power Co | 24211 | AZ | 13.8 |  |  | N
59545 | BWC Origination 4, LLC | 59780 | New Bedford (MA) Plymouth | 30 Raffaele Road | Plymouth | MA | 2360 | Plymouth | 41.9254 | -70.649 | NPCC | ISNE | ISO New England Inc. |  | 22 | NR | 2 | IPP Non-CHP | N |  | Y | 14-559-000 | N |  | N |  |  | NSTAR Electric Company | 54913 | MA | 23 |  |  | N
59546 | Nexamp Treasure Valley Solar, LLC | 59781 | Upper Blackstone (MA) Treasure Valley | 320 Pleasantdale Road | Rutalnd | MA | 1543 | Worcester | 42.3328 | -71.9876 | NPCC | ISNE | ISO New England Inc. |  | 22 | NR | 2 | IPP Non-CHP | N |  | Y | 14-619-000 | N |  | N |  |  | Massachusetts Electric Co | 11804 | MA | 13.8 |  |  | N
59549 | Targa Pipeline Mid-Continent West OK LLC | 59782 | Waynoka Gas Processing Plant | 38348 Craig Road | Alva | OK | 73717 | Woods | 36.651 | -98.7656 | SPP | SWPP | Southwest Power Pool |  | 211 | NR | 6 | Industrial Non-CHP | N |  | N |  | N |  | N |  |  | Western Farmers Elec Coop, Inc | 20447 |  | 138 |  |  | N |  | Other - Please explain in pipeline notes below. |  |  | The pipelines that connect to this natural gas processing plant are gathering pipelines that contain raw field gas, not pipeline quality natural gas. | N | X
59550 | Croda Inc. | 59783 | Croda Atlas Point CHP | 315 Cherry Lane | New Castle | DE | 19720 | New Castle | 39.6933 | -75.5431 | RFC | PJM | PJM Interconnection, LLC |  | 325 | NR | 7 | Industrial CHP | N |  | N |  | N |  | N |  |  | Delmarva Power | 5027 | DE | 12 |  |  | N
24211 | Tucson Electric Power Co | 59784 | Gila River Power Block 3 | 1250 East Watermelon Road | Gila Bend | AZ | 85337 | Maricopa | 32.975 | -112.6944 | WECC | GRMA | Gila River Power, LLC | Wells | 22 | RE | 1 | Electric Utility | N |  | N |  | Y | 00-84-000 |  |  |  | Arizona Public Service Co | 803 | AZ | 500 |  |  | N |  | TRANSWESTERN PIPELINE COMPANY | EL PASO NATURAL GAS COMPANY LLC |  |  | N | X
60954 | Amherst Consulting LLC | 59785 | Fremont Community Digester, LLC | 1634 Locust Street | Newaygo | MI | 49412 | Newaygo | 43.4597 | -85.9761 | RFC | MISO | Midcontinent Independent Transmission System Operator, Inc.. |  | 22 | NR | 3 | IPP CHP | N |  | Y | 13-201-000 | N |  | N |  |  | Consumers Energy Co | 4254 | MI | 46 |  |  | N |  | DTE GAS COMPANY
59561 | SunE Solar XVII Project 2, LLC | 59786 | Fiddler's Canyon #2 | 9213 West 3200 North | Cedar City | UT | 84720 | Iron | 37.7947 | -113.2837 | WECC | PACE | PacifiCorp - East |  | 22 | NR | 2 | IPP Non-CHP | N |  | Y | 15-476-000 | N |  | N |  |  | PacifiCorp | 14354 | UT | 12.47 |  |  | N
59560 | SunE Solar XVII Project 1, LLC | 59787 | Fiddler's Canyon #1 | 9190 West Antelope Springs Rd | Cedar City | UT | 84720 | Iron | 37.7503 | -113.2537 | WECC | PACE | PacifiCorp - East |  | 22 | NR | 2 | IPP Non-CHP | N |  | Y | 15-475-000 | N |  | N |  |  | PacifiCorp | 14354 | UT | 12.47 |  |  | N
60947 | Tesla Inc. | 59788 | Advance Stores Company, Inc | 300 Shaker Road | Enfield | CT | 6082 | Hartford | 42.015 | -72.5119 | NPCC | ISNE | ISO New England Inc. |  | 22 | NR | 2 | IPP Non-CHP | N |  | N |  | N |  | N |  |  | Connecticut Light & Power Co | 4176 | CT | 0.48 |  |  | N
60947 | Tesla Inc. | 59789 | Millbrook School | 131 Millbrook School Road | Millbrook | NY | 12545 | Dutchess | 41.8458 | -73.6195 | NPCC | NYIS | New York Independent System Operator |  | 22 | NR | 2 | IPP Non-CHP | N |  | N |  | N |  | N |  |  | Central Hudson Gas & Elec Corp | 3249 | NY | 0.48 |  |  | N
60947 | Tesla Inc. | 59790 | Oregon University System Rabbit Field | 5501 NW Walnut Blvd | Corvallis | OR | 97339 | Benton | 44.5735 | -123.317 | WECC | PACW | PacifiCorp - West |  | 22 | NR | 2 | IPP Non-CHP | N |  | N |  | N |  | N | X |  | PacifiCorp | 14354 | OR | 0.48 |  |  | N
9267 | Hoosier Energy R E C, Inc | 59791 | Cabin Creek Renewable Energy Station | 7256 West County Road 600 S | Modoc | IN | 47358 | Randolph | 40.0785 | -85.1098 | RFC | PJM | PJM Interconnection, LLC |  | 22 | RE | 1 | Electric Utility | N |  | N |  | N |  | N | X |  | Indiana Michigan Power Co | 9324 | IN | 69 |  |  | N | [5 empty] | N | X
9267 | Hoosier Energy R E C, Inc | 59792 | Orchard Hills Renewable Energy Station | 8290 Highway 251 | Davis Junction | IL | 61020 | Ogle | 42.1424 | -89.079 | RFC | PJM | PJM Interconnection, LLC |  | 22 | RE | 1 | Electric Utility | N |  | N |  | N |  | N | X |  | Commonwealth Edison Co | 4110 | IL | 34.5 |  |  | N | [5 empty] | N | X
213 | Alaska Electric Light&Power Co | 59793 | Industrial Plant | 2500 Barrett Avenue | Juneau | AK | 99801 | Juneau | 58.3676 | -134.608 | ASCC |  |  | Municipality | 22 | RE | 1 | Electric Utility | N |  | N |  | N |  | N | X |  | Alaska Electric Light&Power Co | 213 | AK | 69 |  |  | N | [5 empty] | X | X
58303 | Energy Systems Group LLC | 59794 | Chicago West Side Energy Center | 2079 West Ogden Avenue | Chicago | IL | 60612 | Cook | 41.8708 | -87.6784 | RFC | PJM | PJM Interconnection, LLC |  | 22 | NR | 3 | IPP CHP | N |  | N |  | N |  | N |  |  | Commonwealth Edison Co | 4110 | IL | 15 | 5 |  | N | PEOPLES GAS LIGHT AND COKE COMPANY |  |  |  |  | N | X
61060 | Cypress Creek Renewables | 59795 | Ahoskie | 109 Colice Hall Lane | Ahoskie | NC | 27910 | Hertford | 36.3064 | -76.9931 | SERC | PJM | PJM Interconnection, LLC |  | 22 | NR | 2 | IPP Non-CHP | N |  | Y | 15-292-000 | N |  | N |  |  | Virginia Electric & Power Co | 19876 | NC | 34.5 |  |  | N
59570 | TWE Kelford Solar Project, LLC | 59796 | Kelford | 729 Black Jack Road | Kelford | NC | 27847 | Bertie | 36.1542 | -77.2185 | SERC | PJM | PJM Interconnection, LLC |  | 22 | NR | 2 | IPP Non-CHP | N |  | Y | 15-294-000 | Y | QF15-294-000 | N |  |  | Virginia Electric & Power Co | 19876 | NC | 34.5 |  |  | N
59568 | United Water, Inc. | 59797 | Bayonne MUA- Leitner-Poma Wind Turbine | 110 Oak Street | Bayonne | NJ | 7002 | Hudson | 40.6528 | -74.1178 | RFC | PJM | PJM Interconnection, LLC |  | 22 | NR | 2 | IPP Non-CHP | N |  | N |  | N |  | N |  |  | Public Service Elec & Gas Co | 15477 | NJ | 26.4 |  |  | N
11208 | Los Angeles Department of Water & Power | 59798 | Colon PV | 909 E. Colon Street | Wilmington | CA | 90044 | Los Angeles | 33.7927 | -118.2524 | WECC | LDWP | Los Angeles Department of Water and Power |  | 22 | NR | 2 | IPP Non-CHP | N |  | N |  | N |  | N |  |  | Los Angeles Department of Water & Power | 11208 | CA | 34.5 | 4.8 |  | N | [5 empty] | X | X
11208 | Los Angeles Department of Water & Power | 59799 | Foothill Solar Project | 9971 Foothill Blvd | Sylmar | CA | 91342 | Los Angeles | 34.2738 | -118.3454 | WECC | LDWP | Los Angeles Department of Water and Power |  | 22 | NR | 2 | IPP Non-CHP | N |  | N |  | N |  | N |  |  | Los Angeles Department of Water & Power | 11208 | CA | 34.5 | 4.8
57128 | Bloom Energy | 59800 | Amazon San Bernardino | 1910 E Central Ave | San Bernardino | CA | 92408 | San Bernardino | 34.0884 | -117.2458 | WECC | CISO | California Independent System Operator | Municipality | 22 | NR | 2 | IPP Non-CHP | N |  | N |  | N |  | N |  |  | Southern California Edison Co | 17609 | CA | 12 |  |  | N | SOUTHERN CALIFORNIA GAS COMPANY |  |  |  |  | N
57128 | Bloom Energy | 59801 | IBM Southbury | 150 Kettletown Road | Southbury | CT | 6488 | New Haven | 41.4725 | -73.207 | NPCC | ISNE | ISO New England Inc. | Municipality | 22 | NR | 2 | IPP Non-CHP | N |  | N |  | N |  | N |  |  | Connecticut Light & Power Co | 4176 | CT | 13.8 |  |  | N | Other - See pipeline notes. | Algonquin Gas Transmission Company |  |  |  | N
57128 | Bloom Energy | 59802 | Maxim | 160 Rio Robles | San Jose | CA | 95134 | Santa Clara | 37.4057 | -121.9494 | WECC | CISO | California Independent System Operator | Municipality | 22 | NR | 2 | IPP Non-CHP | N |  | N |  | N |  | N |  |  | Pacific Gas & Electric Co | 14328 | CA | 21 |  |  | N | Other - See pipeline notes. | PACIFIC GAS |  |  |  | N
57128 | Bloom Energy | 59803 | Pixar - Emeryville | 1200 Park Ave | Emeryville | CA | 94608 | Alameda | 37.8329 | -122.284 | WECC | CISO | California Independent System Operator | Municipality | 22 | NR | 2 | IPP Non-CHP | N |  | N |  | N |  | N |  |  | Pacific Gas & Electric Co | 14328 | CA | 12 |  |  | N |  | PACIFIC GAS |  |  |  | N
57128 | Bloom Energy | 59804 | Starbucks - Evolution Fresh | 11655 Jersey Blvd | Rancho Cucamonga | CA | 91730 | San Bernardino | 34.0937 | -117.551 | WECC | CISO | California Independent System Operator | Municipality | 22 | NR | 2 | IPP Non-CHP | N |  | N |  | N |  | N |  |  | Rancho Cucamonga Municipal Utility | 56224 | CA | 12 |  |  | N | SOUTHERN CALIFORNIA GAS COMPANY |  |  |  |  | N
57128 | Bloom Energy | 59805 | Yahoo! - HQ | 700 First Avenue | Sunnyvale | CA | 94089 | Santa Clara | 37.4154 | -122.0257 | WECC | CISO | California Independent System Operator | Municipality | 22 | NR | 2 | IPP Non-CHP | N |  | N |  | N |  | N |  |  | Pacific Gas & Electric Co | 14328 | CA | 0.48 |  |  | N |  | PACIFIC GAS |  |  |  | N
55983 | Luminant Generation Company LLC | 59806 | Horseshoe Bend | TBD | Colorado City | TX | 79512 | Mitchell | 32.2907 | -100.8657 | TRE | ERCO | Electric Reliability Council of Texas, Inc. |  | 22 | NR | 2 | IPP Non-CHP | N |  | N |  | N |  | N | X |  | Oncor Electric Delivery Company LLC | 44372 | TX | 345 |  |  | N | [5 empty] | N | N
60025 | Greenbacker Renewable Energy Corporation | 59807 | Airport 1 Solar (DIA) | 11190 N. Queensburg St | Denver | CO | 80249 | Denver | 39.8994 | -104.6753 | WECC | SWPP | Southwest Power Pool |  | 22 | NR | 2 | IPP Non-CHP | N |  | N |  | N |  | N |  |  | Public Service Co of Colorado | 15466 | CO | 0.48 |  |  | N
58303 | Energy Systems Group LLC | 59808 | Munster Landfill Gas-to-Energy | 10121 Calumet Avenue | Munster | IN | 46321 | Lake | 41.5244 | -87.5091 | RFC | MISO | Midcontinent Independent Transmission System Operator, Inc.. |  | 22 | NR | 2 | IPP Non-CHP | N |  | N |  | N |  | N |  |  | Northern Indiana Pub Serv Co | 13756 | IN | 15 |  |  | N | [5 empty] | X | X
58303 | Energy Systems Group LLC | 59809 | Mountain Home Energy Center | Memorial Avenue, Building 208 | Mountain Home | TN | 37684 | Washington | 36.3096 | -82.3775 | SERC | TVA | Tennessee Valley Authority |  | 22 | NR | 2 | IPP Non-CHP | N |  | N |  | N |  | N | X |  | Tennessee Valley Authority | 18642 | TN | 15 |  |  | N | ATMOS ENERGY CORPORATION |  |  |  |  | N | X
58303 | Energy Systems Group LLC | 59810 | Dairyland WTE Plant | 2647 Mercier Road | New Franken | WI | 54229 | Brown | 44.5401 | -87.8056 | MRO | MISO | Midcontinent Independent Transmission System Operator, Inc.. |  | 22 | NR | 2 | IPP Non-CHP | N |  | N |  | N |  | N |  |  | Wisconsin Public Service Corp | 20860 | WI | 12.47 |  |  | N | [5 empty] | X | X
59589 | Rockfish Solar LLC | 59811 | Rockfish Solar LLC | 4370 Renner Road | Waldorf | MD | 20602 | Charles | 38.5915 | -76.8749 | RFC | PJM | PJM Interconnection, LLC |  | 22 | NR | 2 | IPP Non-CHP | N |  | Y | 15-459-000 | N |  | N |  |  | Southern Maryland Elec Coop Inc | 17637 | MD | 12.47 |  |  | N
6035 | Exelon Power | 59812 | Wolf Hollow II | 8787 Wolf Hollow Court | Granbury | TX | 76048 | Hood | 32.3377 | -97.7346 | TRE | ERCO | Electric Reliability Council of Texas, Inc. | Lake Granbury | 22 | NR | 2 | IPP Non-CHP | N |  | N |  | Y | pending | N |  |  | Oncor Electric Delivery Company LLC | 44372 | TX | 345 |  |  | N |  | ENERGY TRANSFER FUEL LP |  |  |  | N | X
59594 | Black Oak Wind Farm LLC | 59813 | Black Oak Wind Farm | Black Oak Road | Enfield | NY | 14850 | Tompkins | 42.4022 | -76.6704 | NPCC | NYIS | New York Independent System Operator |  | 22 | NR | 2 | IPP Non-CHP | N |  | N |  | N |  | N |  |  | New York State Elec & Gas Corp | 13511 | NY | 115
59595 | Copper Mountain Solar 4, LLC | 59814 | Copper Mountain Solar 4, LLC | 659 Eldorado Valley Drive | Boulder City | NV | 89005 | Clark | 35.7822 | -114.9754 | WECC | CISO | California Independent System Operator |  | 22 | NR | 2 | IPP Non-CHP | N |  | N |  | N |  | N |  |  | San Diego Gas & Electric Co | 16609 | CA | 230 |  |  | N | [5 empty] | N | X
59596 | Industrial Power Services Corp. | 59815 | Granby LFG | 11 New Ludlow Road | Granby | MA | 1082 | Hampshire | 42.2273 | -72.5472 | NPCC | ISNE | ISO New England Inc. |  | 22 | NR | 2 | IPP Non-CHP | N |  | Y | 01-136-000 | N |  | N |  |  | Massachusetts Electric Co | 11804 | MA | 13.2 |  |  | N | [5 empty] | X
59597 | Broome Energy Resources, LLC | 59816 | Nanticoke LFG | 286 Knapp Road | Binghamton | NY | 13905 | Broome | 42.2437 | -75.9825 | NPCC | NYIS | New York Independent System Operator |  | 22 | NR | 2 | IPP Non-CHP | N |  | Y | 98-65-000 | N |  | N |  |  | New York State Elec & Gas Corp | 13511 | NY | 34.5 |  |  | N
59598 | Tooele Army Depot | 59817 | Tooele Army Depot | 1 Tooele Army Depot, Bldg 1510 | Tooele | UT | 84074 | Tooele | 40.503 | -112.3706 | WECC | PACE | PacifiCorp - East |  | 22 | NR | 2 | IPP Non-CHP | N |  | N |  | N |  | N |  |  | PacifiCorp | 14354 | OR | 138 |  |  | N | [5 empty] | N | X
59599 | Shoe Show, Inc. | 59818 | Concord Farm | 2201 Trinity Church Road | Concord | NC | 28027 | Cabarrus | 35.4442 | -80.6636 | SERC | DUK | Duke Energy Carolinas |  | 22 | NR | 2 | IPP Non-CHP | N |  | Y | 11-223-000 | N |  | N | X |  | City of Concord - (NC) | 4150 | NC | 12.47 |  |  | N | [5 empty] | N
59600 | Mohave Sunrise Solar I, LLC | 59819 | Mohave Electric at Fort Mohave | 2681 E. Antoinette Avenue | Fort Mohave | AZ | 86426 | Mohave | 34.9843 | -114.5565 | WECC | WALC | Western Area Power Administration - Desert Southwest Region |  | 22 | NR | 2 | IPP Non-CHP | N |  | Y | 15-161-000, 16-817-000 | N |  | N |  |  | Mohave Electric Cooperative, I | 21538 | AZ | 24.9 |  |  | N | [5 empty] | N
59601 | Hunt Farm Solar LLC | 59820 | Hunt Farm Solar | 702 South Main Street | Orange | MA | 1364 | Franklin | 42.5537 | -72.2997 | NPCC | ISNE | ISO New England Inc. |  | 22 | NR | 2 | IPP Non-CHP | N |  | N |  | N |  | N |  |  | Massachusetts Electric Co | 11804 | MA | 13.8 |  |  | N
59602 | SH Solarne2 LLC | 59821 | 205 Sturbridge A | 205 Sturbridge Road | Brimfield | MA | 1010 | Hampden | 42.1093 | -72.1705 | NPCC | ISNE | ISO New England Inc. |  | 22 | NR | 2 | IPP Non-CHP | N |  | N |  | N |  | N |  |  | Massachusetts Electric Co | 11804 | MA | 13.2 |  |  | N
59603 | SE Solarne2 LLC | 59822 | 201 Sturbridge B | 201 Sturbridge Road | Brimfield | MA | 1010 | Hampden | 42.1091 | -72.1712 | NPCC | ISNE | ISO New England Inc. |  | 22 | NR | 2 | IPP Non-CHP | N |  | N |  | N |  | N |  |  | Massachusetts Electric Co | 11804 | MA | 13.2 |  |  | N
59604 | Bulldog Energy Airport LLC | 59823 | INDY III | 2745 South Hoffman Road | Indianapolis | IN | 46241 | Marion | 39.723 | -86.3145 | RFC | MISO | Midcontinent Independent Transmission System Operator, Inc.. |  | 22 | NR | 2 | IPP Non-CHP | N |  | Y | 13-291-000 | N |  | N |  |  | Indianapolis Power & Light Co | 9273 | IN | 12 |  |  | N | [5 empty] | N | N
59462 | Heelstone Energy Holdings, LLC | 59824 | Sweetgum Solar | 1850 W. Garden Street | Sanford | NC | 27330 | Lee | 35.4583 | -79.1811 | SERC | CPLE | Progress Energy Carolinas - EAST |  | 22 | NR | 2 | IPP Non-CHP | N |  | Y | 14-549 | N |  |  | X |  | Duke Energy Progress - (NC) | 3046 | NC | 12.5 |  |  | N | [5 empty] | X | X
61060 | Cypress Creek Renewables | 59825 | South Louisburg Solar | 1406 NC Hwy 39 South | Louisburg | NC | 27549 | Franklin | 36.057 | -78.308 | SERC | CPLE | Progress Energy Carolinas - EAST |  | 22 | NR | 2 | IPP Non-CHP | N |  | Y | 14-771-000 | N |  | N |  |  | Duke Energy Progress - (NC) | 3046 | NC | 22.86 |  |  | N
56615 | First Solar Project Development | 59826 | Sunshine Valley Solar | 449 T&T Road | Amargosa Valley | NV | 89020 | Nye | 36.518 | -116.497 | WECC | CISO | California Independent System Operator |  | 22 | NR | 2 | IPP Non-CHP | N |  | N |  | N |  | N | X |  | Valley Electric Assn, Inc | 19840 | NV | 138 |  |  | N | [5 empty] | N | X
59745 | First Solar Asset Management | 59827 | Playa Solar | intersection of HWY 93 and Gra | North Las Vegas | NV | 59165 | Clark | 36.408 | -114.908 | WECC | NEVP | Nevada Power Company |  | 22 | NR | 2 | IPP Non-CHP | N |  | N |  | N |  | N |  |  | Nevada Power Co | 13407 | NV | 230 |  |  | N | [5 empty] | X | X
59462 | Heelstone Energy Holdings, LLC | 59828 | Balsam | 1050 W. Garden Street | Sanford | NC | 27330 | Lee | 35.4589 | -79.1739 | SERC | CPLE | Progress Energy Carolinas - EAST |  | 22 | NR | 2 | IPP Non-CHP | N |  | Y | 14-549 | N |  | N | X |  | Duke Energy Progress - (NC) | 3046 | NC | 12.5 |  |  | N | [5 empty] | X | X
59464 | Current Energy Group | 59829 | Hickory | 4327 US 117 S | Rose Hill | NC | 28458 | Duplin | 34.8022 | -78.0092 | SERC | CPLE | Progress Energy Carolinas - EAST |  | 22 | NR | 2 | IPP Non-CHP | N |  | Y | 14-568 | N |  |  |  |  | Duke Energy Progress - (NC) | 3046 | NC | 12.5
59611 | Royal Solar | 59831 | Royal Solar | 7260 Burnett Rd | Godwin | NC | 28344 | Cumberland | 35.216 | -78.689 | SERC | CPLE | Progress Energy Carolinas - EAST |  | 22 | NR | 2 | IPP Non-CHP | N |  | Y | 14-691-000 | N |  |  |  |  | Duke Energy Progress - (NC) | 3046 | NC | 22.86 |  |  | N
59609 | TWE Kinston Solar | 59832 | Kinston Solar | 4545 Odham | Grifton | NC | 28530 | Lenoir | 35.3514 | -77.4723 | SERC | CPLE | Progress Energy Carolinas - EAST |  | 22 | NR | 2 | IPP Non-CHP | N |  | Y | 15-295-000 | N |  | N |  |  | Duke Energy Progress - (NC) | 3046 | NC | 22.86 |  |  | N
59610 | TWE Laurinburg Solar | 59833 | Laurinburg Solar | 13401 Highland Rd | Laurinburg | NC | 28352 | Scotland | 34.7565 | -79.4302 | SERC | CPLE | Progress Energy Carolinas - EAST |  | 22 | NR | 2 | IPP Non-CHP | N |  | Y | 15-296-000 | N |  | N |  |  | Duke Energy Progress - (NC) | 3046 | NC | 22.86 |  |  | N
59612 | GES MegaOne LLC | 59834 | Indy Grocers | 4310 Stout Field North Drive | Indianapolis | IN | 46241 | Marion | 39.7379 | -86.2377 | RFC | MISO | Midcontinent Independent Transmission System Operator, Inc.. |  | 22 | NR | 2 | IPP Non-CHP | N |  | N |  | N |  | N |  |  | Indianapolis Power & Light Co | 9273 | IN | 12 |  |  | N | [5 empty] | N | N
59462 | Heelstone Energy Holdings, LLC | 59835 | Newton Grove | 246 West Grove Street | Newton Grove | NC | 28366 | Sampson | 35.2516 | -78.3674 | SERC | CPLE | Progress Energy Carolinas - EAST |  | 22 | NR | 2 | IPP Non-CHP | N |  | Y | 13-58-002 | N |  |  | X |  | Duke Energy Progress - (NC) | 3046 | NC | 22.9 |  |  | N | [5 empty] | X | X
20847 | Wisconsin Electric Power Co | 59836 | Twin Falls (WI) | 566 US Highway 2 | Florence | WI | 54121 | Florence | 45.8728 | -88.0708 | RFC | MISO | Midcontinent Independent Transmission System Operator, Inc.. | Menominee River | 22 | RE | 1 | Electric Utility | N |  | N |  | N |  | N | X |  | American Transmission Co | 659 | WI | 69 |  |  | N | [5 empty] | X
57170 | EDF Renewable Asset Holdings, Inc. | 59837 | Slate Creek Wind Project LLC | 1208 S Rock Road | Geuda Springs | KS | 67051 | Sumner | 37.1146 | -97.2376 | SPP | SWPP | Southwest Power Pool |  | 22 | NR | 2 | IPP Non-CHP | N |  | N |  | N |  | N |  |  | Westar Energy Inc | 22500 | KS | 138 |  |  | N
57170 | EDF Renewable Asset Holdings, Inc. | 59838 | Milo Wind Project LLC | 1169 NM HWY 114 | Portales | NM | 88130 | Roosevelt | 33.9018 | -103.3468 | SPP | SWPP | Southwest Power Pool |  | 22 | NR | 2 | IPP Non-CHP | N |  | N |  | N |  | N |  |  | Southwestern Public Service Co | 17718 | NM | 345 |  |  | N
58661 | Sustainable Power Group, LLC | 59839 | Spring Hill Road | 250 Spring Hill Road | Barre | MA | 1005 | Worcester | 42.419 | -72.1807 | NPCC | ISNE | ISO New England Inc. |  | 22 | NR | 2 | IPP Non-CHP | N |  | N |  | N |  | N |  |  | Massachusetts Electric Co | 11804 | MA | 13.2 |  |  | N | [5 empty] | N | X
59616 | 63SU 8me, LLC | 59840 | Springbok Solar Farm 2 | 29977 Neuralia Road | Cantil | CA | 93519 | Kern | 35.25 | -117.9768 | WECC | LDWP | Los Angeles Department of Water and Power |  | 22 | NR | 2 | IPP Non-CHP | N |  | N |  | Y | 16-106-000 | N | X |  | Los Angeles Department of Water & Power | 11208 | CA | 230 |  |  | N | [5 empty] | X | X
56975 | Constellation Solar Maryland, LLC | 59841 | General Motors Corp at White Marsh MD | 10301 Philadelphia Rd | White Marsh | MD | 21162 | Baltimore | 39.3716 | -76.4405 | RFC | PJM | PJM Interconnection, LLC |  | 22 | NR | 2 | IPP Non-CHP | N |  | Y | 11-335-000 | N |  |  |  |  | Baltimore Gas & Electric Co | 1167 | MD | 0.48 |  |  | N | [5 empty] | N
58304 | Constellation Solar Maryland II LLC | 59842 | CNE at Cambridge MD | 4919 Bucktown Road | Cambridge | MD | 21613 | Dorchester | 38.5158 | -76.0192 | RFC | PJM | PJM Interconnection, LLC |  | 22 | NR | 2 | IPP Non-CHP | N |  | Y | 15-660-000 | N |  |  |  |  | Choptank Electric Coop, Inc | 3503 | MD | 12.47 |  |  | N | [5 empty] | N
59617 | Constellation Solar Georgia, LLC. | 59843 | Georgia Power at Wadley GA | 6694 Old US Highway 1 | Wadley | GA | 30477 | Jefferson | 32.883 | -82.41 | SERC | SEPA | Southeastern Power Administration |  | 22 | NR | 2 | IPP Non-CHP | N |  | Y | 15-206-000 | N |  |  |  |  | Georgia Power Co | 7140 | GA | 12.47 |  |  | N | [5 empty] | N
59614 | Munich Reinsurance America, Inc | 59844 | Munich Re Plaza | 555 College Road East | Princeton | NJ | 8543 | Middlesex | 40.3503 | -74.5927 | RFC | PJM | PJM Interconnection, LLC |  | 521 | NR | 4 | Commercial Non-CHP | N |  | N |  | N |  | N | X |  | Public Service Elec & Gas Co | 15477 | NJ | 13.2 |  |  | N | PUBLIC SERVICE ELECTRIC GAS CO |  |  |  |  | N | X
59452 | Ingenco Renewable Development, LLC | 59845 | New River | 7148 Cloyds Mountain Road | Dublin | VA | 24084 | Pulaski | 37.183 | -80.699 | SERC | PJM | PJM Interconnection, LLC | Wells | 22 | NR | 2 | IPP Non-CHP | N |  | N |  | N |  | N |  |  | Appalachian Power Co | 733 | VA | 25 |  |  | N | [5 empty] | X
59992 | Caprock Solar 2, LLC | 59846 | Caprock Solar 2 LLC | 1414A State Highway 469 | San Jon | NM | 88434 | Quay | 34.9828 | -103.3783 | SPP | SWPP | Southwest Power Pool |  | 22 | NR | 2 | IPP Non-CHP | N |  | N |  | N |  | N |  |  | Southwestern Public Service Co | 17718 | NM | 115 |  |  | N
59626 | Northwest Community Hospital | 59847 | Northwest Community Hospital | 800 West Central | Arlington Heights | IL | 60005 | Cook | 42.0678 | -87.9935 | RFC | PJM | PJM Interconnection, LLC | Municipality | 22 | NR | 3 | IPP CHP | N |  | N |  | N |  | N |  |  | Commonwealth Edison Co | 4110 | IL | 12.5 | 12.5 | 12.5 | N | NICOR GAS |  |  |  |  | N
59650 | Pikes Peak Solar Garden 1 LLC | 59848 | Pikes Peak Solar Garden 1 LLC | 4471 Clearview Dr | Colorado Springs | CO | 80911 | El Paso | 38.7745 | -104.7458 | WECC | WACM | Western Area Power Administration - Rocky Mountain Region |  | 22 | NR | 2 | IPP Non-CHP | N |  | Y | 15-677-000 | N |  | N |  |  | City of Colorado Springs - (CO) | 3989 | CO | 13.2 |  |  | N | [5 empty] | N | N
59651 | Adams Community Solar Garden LLC | 59849 | Adams Community Solar Garden LLC | 4976 1/2 Imboden Rd | Watkins | CO | 80137 | Adams | 39.7876 | -104.5859 | WECC | PSCO | Public Service Company of Colorado |  | 22 | NR | 2 | IPP Non-CHP | N |  | Y | 15-672-000 | N |  | N |  |  | Public Service Co of Colorado | 15466 | CO | 13.2 |  |  | N
59652 | Adams Community Solar Garden III LLC | 59850 | Adams Community Solar Garden III LLC | 5011 1/2 Imboden Rd | Watkins | CO | 80137 | Adams | 39.7867 | -104.5877 | WECC | PSCO | Public Service Company of Colorado |  | 22 | NR | 2 | IPP Non-CHP | N |  | Y | 15-675-000 | N |  | N |  |  | Public Service Co of Colorado | 15466 | CO | 13.2 |  |  | N
59633 | Great Bay Solar I LLC | 59851 | Great Bay Solar 1 | Corner of Old Princess Anne Rd | Princess Anne | MD | 21853 | Somerset | 38.1689 | -75.6975 | RFC | PJM | PJM Interconnection, LLC |  | 22 | NR | 2 | IPP Non-CHP | N |  | N |  | N |  | N |  |  | Delmarva Power | 5027 | MD | 138
59634 | North Star Solar PV LLC | 59852 | North Star Solar Project | intersection of 367th St and K | North Branch | MN | 55056 | Chisago | 45.47 | -92.91 | MRO | MISO | Midcontinent Independent Transmission System Operator, Inc.. |  | 22 | NR | 2 | IPP Non-CHP | N |  | N |  | Y | 16-121-000 | N | X |  | Northern States Power Co - Minnesota | 13781 | MN | 115 |  |  | N | [5 empty] | X | X
9324 | Indiana Michigan Power Co | 59853 | Watervliet PV | 9319 Red Arrow Highway | Watervliet | MI | 49098 | Berrien | 42.19 | -86.23 | RFC | PJM | PJM Interconnection, LLC |  | 22 | RE | 1 | Electric Utility | N |  | N |  | N |  | N | X |  | Indiana Michigan Power Co | 9324 | MI | 12.47 |  |  | N
9324 | Indiana Michigan Power Co | 59854 | OlivePV | 32006 US 20 | New Carlisle | IN | 46552 | St Joseph | 41.7 | -86.49 | RFC | PJM | PJM Interconnection, LLC |  | 22 | RE | 1 | Electric Utility | N |  | N |  | N |  |  |  |  | Indiana Michigan Power Co | 9324 | IN | 12.47 |  |  | N
9324 | Indiana Michigan Power Co | 59855 | Deer Creek PV | 4566 S. Lincoln Blvd | Marion | IN | 46953 | Grant | 40.51 | -85.64 | RFC | PJM | PJM Interconnection, LLC |  | 22 | RE | 1 | Electric Utility | N |  | N |  | N |  |  |  |  | Indiana Michigan Power Co | 9324 | IN | 12.47 |  |  | N
59637 | SolNCPower6, LLC | 59856 | SoINCPower6, LLC | 1401 U.S. 158 | Sunbury | NC | 27979 | Gates | 36.443 | -76.581 | SERC | PJM | PJM Interconnection, LLC |  | 22 | NR | 2 | IPP Non-CHP | N |  | Y | 14-766-001 | N |  | N |  |  | Virginia Electric & Power Co | 19876 | NC | 34.5 |  |  | N
59638 | SolNCPower5, LLC | 59857 | SoINCPower5, LLC | 662 W. Battleboro Avenue | Battleboro | NC | 27809 | Nash | 36.0528 | -77.7625 | SERC | PJM | PJM Interconnection, LLC |  | 22 | NR | 2 | IPP Non-CHP | N |  | Y | 15-217-000 | N |  | N |  |  | Virginia Electric & Power Co | 19876 | NC | 34.5 |  |  | N
59209 | Half Moon Ventures, LLC | 59858 | Johnston Solar | 101 Peck Hill Road | Town of Johnston | RI | 2919 | Providence | 41.8009 | -71.5595 | NPCC | ISNE | ISO New England Inc. |  | 22 | NR | 2 | IPP Non-CHP | N |  | N |  | N |  | N |  |  | The Narragansett Electric Co | 13214 | RI | 12.47 |  |  | N | [5 empty] | X | X
59646 | Summit Texas Clean Energy | 59859 | Texas Clean Energy Project | 401 North FM 1601 | Penwell | TX | 79776 | Ector | 31.7529 | -102.5938 | TRE | ERCO | Electric Reliability Council of Texas, Inc. | Capitan Reef Complex | 22 | NR | 2 | IPP Non-CHP | N |  | N |  | N |  | N | X |  | Oncor Electric Delivery Company LLC | 44372 | TX | 138 |  |  | N |  | ONEOK WES TEX TRANSMISSION LLC |  |  |  | N | X
59636 | HP Hood LLC | 59860 | HP Hood CT | 160 Hood Way | Winchester | VA | 22602 | Frederick | 39.1325 | -78.1875 | RFC | PJM | PJM Interconnection, LLC |  | 311 | NR | 7 | Industrial CHP | N |  | Y | QF15-828-000 | N |  | N | X |  | Shenandoah Valley Elec Coop | 17066 | VA | 12.47 |  |  | N | WASHINGTON GAS LIGHT COMPANY | WASHINGTON GAS LIGHT COMPANY |  |  |  | N | X
9324 | Indiana Michigan Power Co | 59861 | Twin Branch PV | 55891 Currant Road | Mishawaka | IN | 46545 | St Joseph | 41.69 | -86.12 | RFC | PJM | PJM Interconnection, LLC |  | 22 | RE | 1 | Electric Utility | N |  | N |  | N |  | N | X |  | Indiana Michigan Power Co | 9324 | IN | 12.47 |  |  | N
7140 | Georgia Power Co | 59862 | Fort Benning Solar Facility | 101st Airborne Division Road | Fort Benning | GA | 31905 | Chattahoochee | 32.3524 | -84.9688 | SERC | SOCO | Southern Company Services, Inc. - Trans |  | 22 | RE | 1 | Electric Utility | N |  | N |  | N |  | N | X |  | Georgia Power Co | 7140 | GA | 34.5 |  |  | N | [5 empty] | X | X
7140 | Georgia Power Co | 59863 | Fort Gordon Solar Facility | 1000 Mirror Lake Road | Fort Gordon | GA | 30905 | Richmond | 33.3866 | -82.1401 | SERC | SOCO | Southern Company Services, Inc. - Trans |  | 22 | RE | 1 | Electric Utility | N |  | N |  | N |  | N | X |  | Georgia Power Co | 7140 | GA | 115 |  |  | N | [5 empty] | X | X
7140 | Georgia Power Co | 59864 | King's Bay Solar Facility | 1063 USS Tennesse Avenue | Kings Bay Base | GA | 31547 | Camden | 30.8349 | -81.5636 | SERC | SOCO | Southern Company Services, Inc. - Trans |  | 22 | RE | 1 | Electric Utility | N |  | N |  | N |  | N | X |  | Georgia Power Co | 7140 | GA | 230 |  |  | N | [5 empty] | X | X
7140 | Georgia Power Co | 59865 | Fort Stewart Solar Facility | 1318 Fort Stewart Road 47 | Fort Stewart | GA | 31314 | Liberty | 31.9047 | -81.5954 | SERC | SOCO | Southern Company Services, Inc. - Trans |  | 22 | RE | 1 | Electric Utility | N |  | N |  | N |  | N | X |  | Georgia Power Co | 7140 | GA | 115 |  |  | N | [5 empty] | X | X
59653 | Palmer Solar LLC | 59866 | Palmer Solar LLC | 105 North St | Palmer | MA | 1080 | Hampden | 42.1872 | -72.3656 | NPCC | ISNE | ISO New England Inc. |  | 22 | NR | 2 | IPP Non-CHP | N |  | Y | QF 15-434-000 | N |  | N |  |  | Massachusetts Electric Co | 11804 | MA | 8.3 |  |  | N
59648 | Lockheed Martin Solar System | 59867 | Lockheed Martin Solar System | 3655 Tampa Road | Oldsmar | FL | 34677 | Pinellas | 28.0479 | -82.6853 | FRCC | FPC | Progress Energy Florida |  | 22 | NR | 2 | IPP Non-CHP | N |  | N |  | N |  | N |  |  | Duke Energy Florida, Inc | 6455 | FL | 12.47 |  |  | N
59745 | First Solar Asset Management | 59868 | Kingbird A Solar LLC | 501 170th Street W | Rosamond | CA | 93560 | Kern | 34.819 | -118.432 | WECC | CISO | California Independent System Operator |  | 22 | NR | 2 | IPP Non-CHP | N |  | N |  | N |  | N | X |  | Southern California Edison Co | 17609 | CA | 230 |  |  | N | [5 empty] | X | X
56615 | First Solar Project Development | 59869 | Aiya Solar Project | Int. of Reservation Rd & NV168 | Moapa | NV | 89025 | Clark | 36.685 | -114.646 | WECC | NEVP | Nevada Power Company | n/a | 22 | NR | 2 | IPP Non-CHP | N |  | N |  | N |  | N | X |  | Nevada Power Co | 13407 | NV | 230 |  |  | N |  | None |  |  |  | N | X
56615 | First Solar Project Development | 59870 | Little Bear Solar 1, LLC | 35201 W California Avenue | Mendota | CA | 93640 | Fresno | 36.716 | -120.415 | WECC | CISO | California Independent System Operator |  | 22 | NR | 2 | IPP Non-CHP | N |  | N |  | N |  | N | X |  | Pacific Gas & Electric Co | 14328 | CA | 115 |  |  | N | [5 empty] | N | X
56615 | First Solar Project Development | 59871 | Desert Quartzite | 18th Avenue and Mesa Dr | Blythe | CA | 92225 | Riverside | 33.565 | -114.753 | WECC | CISO | California Independent System Operator | n/a | 22 | NR | 2 | IPP Non-CHP | N |  | N |  | N |  | N | X |  | Southern California Edison Co | 17609 | CA | 230 |  |  | N | [5 empty] | N | X
59660 | Solar Star California XXXII, LLC | 59872 | UC Davis South Campus | South Interstate 80 and Old Da | Davis | CA | 95616 | Yolo | 38.55 | -121.75 | WECC | CISO | California Independent System Operator |  | 92 | NR | 4 | Commercial Non-CHP | N |  | N |  | N |  |  |  |  | Pacific Gas & Electric Co | 14328 | CA | 13 |  |  | N
59654 | Lowell Solar Landfill LLC | 59873 | Lowell Solar Landfill | 1260 Westford St | Lowell | MA | 1851 | Middlesex | 42.6265 | -71.3579 | NPCC | ISNE | ISO New England Inc. |  | 22 | NR | 2 | IPP Non-CHP | N |  | N |  | N |  | N |  |  | Massachusetts Electric Co | 11804 | MA | 13.2 |  |  | N
58468 | Dominion Renewable Energy | 59874 | Richland Solar Center | Old Richland Church Road | Jeffersonville | GA | 31044 | Twiggs | 32.638 | -83.3789 | SERC | SEPA | Southeastern Power Administration |  | 22 | NR | 2 | IPP Non-CHP | N |  | Y | 14-194-003 | N |  | N |  |  | Georgia Transmission Corp | 7197 | GA | 12.47 |  |  | N
59973 | Marshall Solar Energy Project | 59875 | Marshall Solar Energy Project | N/A | Marshall | MN | 56258 | Lyon | 44.4753 | -95.669 | MRO | MISO | Midcontinent Independent Transmission System Operator, Inc.. |  | 22 | NR | 2 | IPP Non-CHP | N |  | N |  | N |  | N |  |  | Northern States Power Co - Minnesota | 13781 | MN | 115 |  |  | N | [5 empty] | X | X
7140 | Georgia Power Co | 59876 | Marine Corps Logistics Base Solar | Not Available | Albany | GA | 31704 | Dougherty | 31.5607 | -84.0933 | SERC | SOCO | Southern Company Services, Inc. - Trans |  | 22 | RE | 1 | Electric Utility | N |  | N |  | N |  | N | X |  | Georgia Power Co | 7140 | GA | 115 | [8 empty] | X | X
59662 | Riverside Fuel Cell, LLC | 59877 | Riverside RWQCP Fuel Cell | 5950 Acorn Street | Riverside | CA | 92504 | Riverside | 33.9617 | -117.4559 | WECC | CISO | California Independent System Operator | NA | 22132 | NR | 5 | Commercial CHP | Y | 15-978-000 | N |  | N |  | N | X |  | City of Riverside - (CA) | 16088 | CA | 12.47 |  |  | N | SOUTHERN CALIFORNIA GAS COMPANY |  |  |  |  | N
56615 | First Solar Project Development | 59878 | Windhub Solar A LLC | N/A | Mojave | CA | 93501 | Kern | 35.0199 | -118.2879 | WECC | CISO | California Independent System Operator |  | 22 | NR | 2 | IPP Non-CHP | N |  | N |  | N |  | N | X |  | Southern California Edison Co | 17609 | CA | 66 |  |  | N | [5 empty] | N | X
56615 | First Solar Project Development | 59879 | North Rosamond Solar LLC | 13901 Rosamond Blvd | Rosamond | CA | 93560 | Kern | 34.862 | -118.38 | WECC | CISO | California Independent System Operator |  | 22 | NR | 2 | IPP Non-CHP | N |  | N |  | N |  | N | X |  | Southern California Edison Co | 17609 | CA | 230 |  |  | N | [5 empty] | N | X
59474 | BQ Energy LLC | 59880 | Kings Park Solar I | 400 Old Northport Road | Kings Park | NY | 11754 | Suffolk | 40.8683 | -73.2493 | NPCC | NYIS | New York Independent System Operator |  | 22 | NR | 2 | IPP Non-CHP | N |  | N |  | N |  | N |  |  | Long Island Power Authority | 11171 | NY | 13.2 |  |  | N | [5 empty] | X | X
59474 | BQ Energy LLC | 59881 | Kings Park Solar II | 400 Old Northport Road | Kings Park | NY | 11754 | Suffolk | 40.8683 | -73.2493 | NPCC | NYIS | New York Independent System Operator |  | 22 | NR | 2 | IPP Non-CHP | N |  | N |  | N |  | N |  |  | Long Island Power Authority | 11171 | NY | 13.2 |  |  | N | [5 empty] | X | X
6035 | Exelon Power | 59882 | Exelon West Medway II LLC | 9 Summer St | Medway | MA | 2053 | Norfolk | 42.1372 | -71.4447 | NPCC | ISNE | ISO New England Inc. |  | 22 | NR | 2 | IPP Non-CHP | N |  | N |  | Y | 98-42-000 | N |  |  | NSTAR Electric Company | 54913 | MA | 115 |  |  | N |  | Algonquin Gas Transmission Company |  |  |  | N | X
56694 | Thermo No 1 BE 01 LLC | 59883 | Thermo Solar PV-01 | 7966 W Southside Rd | Milford | UT | 84751 | Beaver | 38.1603 | -113.1948 | WECC | PACE | PacifiCorp - East |  | 22 | NR | 2 | IPP Non-CHP | N |  | Y | 15-876-000 | N |  | N |  |  | PacifiCorp | 14354 | UT | 24.9
56615 | First Solar Project Development | 59885 | Little Bear Solar 2, LLC | W California Ave and S Ohio Av | Mendota | CA | 93640 | Fresno | 36.716 | -120.41 | WECC | CISO | California Independent System Operator |  | 22 | NR | 2 | IPP Non-CHP | N |  | N |  | N |  | N | X |  | Pacific Gas & Electric Co | 14328 | CA | 115 |  |  | N | [5 empty] | N | X
59365 | Capital Power Corporation | 59887 | Beaufort Solar, LLC | 7840 US Hwy 17s | Chocowinity | NC | 27817 | Beaufort | 35.456 | -77.134 | SERC | CPLE | Progress Energy Carolinas - EAST |  | 22 | NR | 2 | IPP Non-CHP | N |  | Y | 13-346-001; 13-346-000 | N |  | N | X |  | Duke Energy Progress - (NC) | 3046 | NC | 23 |  |  | N
59365 | Capital Power Corporation | 59888 | CP Bloom Wind LLC | 12899 116 Road | Minneola | KS | 67865 | Ford | 37.4863 | -99.9247 | SPP | SWPP | Southwest Power Pool |  | 22 | NR | 2 | IPP Non-CHP | N |  | N |  | N |  | N | X |  | ITC Great Plains | 56526 | KS | 345
59365 | Capital Power Corporation | 59890 | Poplars Ranch Solar LLC | 59234 Fort Rock Rd | Silver Lake | OR | 97638 | Lake | 43.2682 | -120.9136 | WECC | BPAT | Bonneville Power Administration |  | 22 | NR | 2 | IPP Non-CHP | N |  | N |  | N |  | N | X |  | Bonneville Power Administration | 1738 | OR | 115
17650 | Southern Power Co | 59891 | Butler Solar Farm 20 | 1023 West Fall Line Freeway | Butler | GA | 31006 | Taylor | 32.5755 | -84.3165 | FRCC | SOCO | Southern Company Services, Inc. - Trans |  | 22 | NR | 2 | IPP Non-CHP | N |  | Y | QF15-723-001 | N |  | N |  |  | Georgia Power Co | 7140 | GA | 46 |  |  | N | [5 empty] | X | X
59365 | Capital Power Corporation | 59892 | Hopeful Solar LLC | Mt. Olive Road and Colonial Ro | Camilla | GA | 31370 | Mitchell | 31.1263 | -84.3974 | SERC | SOCO | Southern Company Services, Inc. - Trans |  | 22 | NR | 2 | IPP Non-CHP | N |  | N |  | N |  | N | X |  | Mitchell Electric Member Corp | 12706 | GA | 25
17650 | Southern Power Co | 59894 | Pawpaw Solar Plant | 175 Industrial Road | Butler | GA | 31006 | Taylor | 32.5729 | -84.2568 | SERC | SOCO | Southern Company Services, Inc. - Trans |  | 22 | NR | 2 | IPP Non-CHP | N |  | Y | QF15-950-000 | N |  | N |  |  | Georgia Power Co | 7140 | GA | 46 |  |  | N | [5 empty] | X | X
59669 | Louisburg Solar LLC | 59895 | Louisburg Solar | 151 Firetower Road | Louisburg | NC | 27549 | Franklin | 36.098 | -78.173 | SERC | CPLE | Progress Energy Carolinas - EAST |  | 22 | NR | 2 | IPP Non-CHP | N |  | Y | 15-127-000 | N |  | N |  |  | Duke Energy Progress - (NC) | 3046 | NC | 23
17650 | Southern Power Co | 59896 | Butler Solar Project 103 | 765 West Fall Line Freeway | Butler | GA | 31006 | Taylor | 32.5619 | -84.2758 | SERC | SOCO | Southern Company Services, Inc. - Trans |  | 22 | NR | 2 | IPP Non-CHP | N |  | Y | QF15-840-001 | N |  | N | X |  | Georgia Power Co | 7140 | GA | 230 |  |  | N | [5 empty] | X | X
17650 | Southern Power Co | 59897 | Taylor County Solar | 764 West Fall Line Freeway | Butler | GA | 31006 | Taylor | 32.5831 | -84.2972 | SERC | SOCO | Southern Company Services, Inc. - Trans |  | 22 | NR | 2 | IPP Non-CHP | N |  | N |  | N |  | N | X |  | Georgia Power Co | 7140 | GA | 230 |  |  | N | [5 empty] | X | X
59672 | SunEnergy1-Scotland Neck, LLC | 59898 | SunEnergy1-Scotland Neck, LLC | 34910 Highway 903 | Scotland Neck | NC | 27874 | Halifax | 36.125 | -77.4091 | SERC | PJM | PJM Interconnection, LLC |  | 22 | NR | 2 | IPP Non-CHP | N |  | Y | 14-61-000 | N |  | N | X |  | Town of Scotland Neck - (NC) | 16788 | NC | 12.5 |  |  | N | [5 empty] | X | X
59673 | Choco Solar LLC | 59899 | Choco Solar, LLC | 4598 US Highway 17 South | Chocowinity | NC | 27817 | Beaufort | 35.482 | -77.1131 | SERC | CPLE | Progress Energy Carolinas - EAST |  | 22 | NR | 2 | IPP Non-CHP | N |  | Y | 14-546-000 | N |  | N | X |  | Duke Energy Progress - (NC) | 3046 | NC | 22.9 |  |  | N | [5 empty] | X | X
56769 | Consolidated Edison Development Inc. | 59900 | Corcoran Solar 3 | 7094 Nevada Avenue | Corcoran | CA | 93212 | Kings | 36.1504 | -119.5854 | WECC | CISO | California Independent System Operator |  | 22 | NR | 2 | IPP Non-CHP | N |  | N |  | N |  | N |  |  | Pacific Gas & Electric Co | 14328 | CA | 115 |  |  | N
59674 | Albertson Solar LLC | 59901 | Albertson Solar LLC | 141 Coysmith Road | Chocowinity | NC | 28508 | Duplin | 35.093 | -77.8127 | SERC | CPLE | Progress Energy Carolinas - EAST |  | 22 | NR | 2 | IPP Non-CHP | N |  | Y | QF 14-637-000 | N |  | N | X |  | Duke Energy Progress - (NC) | 3046 | NC | 34.5 |  |  | N | [5 empty] | X | X
59365 | Capital Power Corporation | 59902 | Cardinal Point LLC | Co Rd 9 and E 800th St | Sciota | IL | 61475 | McDonough | 40.5886 | -90.7518 | MRO | MISO | Midcontinent Independent Transmission System Operator, Inc.. |  | 22 | NR | 2 | IPP Non-CHP | N |  | N |  | N |  | N | X |  | Ameren Illinois Company | 56697 | IL | 138
59365 | Capital Power Corporation | 59903 | New Frontier Wind | Co Rd 41 and Co Rd 53 | Ruso | ND | 58778 | McHenry | 47.8615 | -100.9477 | MRO | MISO | Midcontinent Independent Transmission System Operator, Inc.. |  | 22 | NR | 2 | IPP Non-CHP | N |  | N |  | N |  | N | X |  | Great River Energy | 7570 |  | 115
19876 | Virginia Electric & Power Co | 59904 | Western Branch High School | 1968 Bruin Place | Chesapeake | VA | 23321 | Chesapeake City | 36.8481 | -76.4071 | SERC | PJM | PJM Interconnection, LLC |  | 22 | RE | 1 | Electric Utility | N |  | N |  | N |  | N | X |  | Virginia Electric & Power Co | 19876 | VA | 34.5 |  |  | N
19876 | Virginia Electric & Power Co | 59905 | Merck | 2778 SE Side Highway | Elkton | VA | 22827 | Rockingham | 38.3832 | -78.6437 | SERC | PJM | PJM Interconnection, LLC |  | 22 | RE | 1 | Electric Utility | N |  | N |  | N |  | N | X |  | Virginia Electric & Power Co | 19876 | VA | 34.5 |  |  | N
59675 | Moxie Freedom LLC | 59906 | Moxie Freedom Generation Plant | 235 Mingle Inn Road | Salem Township | PA | 18603 | Luzerne | 41.1131 | -76.1581 | RFC | PJM | PJM Interconnection, LLC |  | 22 | NR | 2 | IPP Non-CHP | N |  | N |  | N |  | N | X |  | PPL Electric Utilities Corp | 14715 | PA | 500
59365 | Capital Power Corporation | 59907 | Black Fork Wind Energy Project | Intersection of German Road an | Crestline | OH | 44827 | Crawford | 40.8546 | -82.7612 | RFC | PJM | PJM Interconnection, LLC |  | 22 | NR | 2 | IPP Non-CHP | N |  | N |  | N |  | N |  |  | Ohio Power Co | 14006 | OH | 138
59668 | Mount Olive Solar LLC | 59908 | Mount Olive Solar | 523 Lees Country Club Road | Mount Olive | NC | 28365 | Wayne | 35.18 | -78.098 | SERC | CPLE | Progress Energy Carolinas - EAST |  | 22 | NR | 2 | IPP Non-CHP | N |  | Y | 12-502-000 | N |  | N |  |  | Duke Energy Progress - (NC) | 3046 | NC | 23 |  |  | N
59677 | Middlesex Energy Center LLC | 59909 | Middlesex Energy Center LLC | TBD | Sayreville | NJ | 8872 | Middlesex | 40.446 | -74.356 | RFC | PJM | PJM Interconnection, LLC | Municipality | 22 | NR | 2 | IPP Non-CHP | N |  | N |  | N |  | N |  |  | Jersey Central Power & Lt Co | 9726 | NJ | 230 |  |  | N |  | None |  |  |  | N | X
59678 | KDC Solar PR1, LLC | 59910 | KDC Solar PR1, LLC | 1 Six Flags Boulevard | Jackson | NJ | 8527 | Ocean | 40.1367 | -74.4397 | RFC | PJM | PJM Interconnection, LLC |  | 22 | NR | 2 | IPP Non-CHP | N |  | N |  | N |  | N |  |  | Jersey Central Power & Lt Co | 9726 | NJ | 38 | [8 empty] | N
19876 | Virginia Electric & Power Co | 59911 | Philip Morris | 4100 Bermuda Hundred Road | Chester | VA | 23836 | Chesterfield | 37.3418 | -77.287 | SERC | PJM | PJM Interconnection, LLC |  | 22 | RE | 1 | Electric Utility | N |  | N |  | N |  | N | X |  | Virginia Electric & Power Co | 19876 | VA | 13.2 |  |  | N
59462 | Heelstone Energy Holdings, LLC | 59912 | Freemont Solar Center LLC | 857 NC Hwy 16 | Stanley | NC | 28164 | Lincoln | 35.4276 | -80.9972 | SERC | DUK | Duke Energy Carolinas |  | 22 | NR | 2 | IPP Non-CHP | N |  | Y | 15-256-000 | N |  | N | X |  | Duke Energy Carolinas, LLC | 5416 | NC | 12 |  |  | N | [5 empty] | X | X
19876 | Virginia Electric & Power Co | 59913 | Greensville County Power Station | Rogers Road | Emporia | VA | 23847 | Greensville | 36.7182 | -77.6496 | SERC | PJM | PJM Interconnection, LLC | Municipality | 22 | RE | 1 | Electric Utility | N |  | N |  | N |  | N | X |  | Virginia Electric & Power Co | 19876 | VA | 500 |  |  |  |  | TRANSCONTINENTAL GAS PIPELINE
59462 | Heelstone Energy Holdings, LLC | 59914 | Crestwood Solar Center LLC | 3575 Smithwood Dr | Oxford | NC | 27565 | Granville | 36.3535 | -78.5842 | SERC | CPLE | Progress Energy Carolinas - EAST |  | 22 | NR | 2 | IPP Non-CHP | N |  | Y | 14-38-000 | N |  | N | X |  | Duke Energy Progress - (NC) | 3046 | NC | 23 |  |  | N | [5 empty] | X | X
56769 | Consolidated Edison Development Inc. | 59915 | Oro Loma | TBD | Oro Loma | CA | 93622 | Fresno | 36.8768 | -120.6676 | WECC | CISO | California Independent System Operator |  | 22 | NR | 2 | IPP Non-CHP | N |  | N |  | N |  | N |  |  | Pacific Gas & Electric Co | 14328 | CA | 12.47 |  |  | N
59139 | SunEdison LLC | 59916 | SunE- E Philadelphia Ontario | 5491 E Philadelphia Ave | Ontario | CA | 91761 | San Bernardino | 34.0353 | -117.5341 | WECC | CISO | California Independent System Operator |  | 22 | NR | 2 | IPP Non-CHP | N |  | N |  | N |  | N |  |  | Southern California Edison Co | 17609 | CA | 12 |  |  | N
61060 | Cypress Creek Renewables | 59917 | Pollocksville Solar | 8921 Hwy 17 | Pollocksville | NC | 28573 | Jones | 34.998 | -77.219 | SERC | CPLE | Progress Energy Carolinas - EAST |  | 22 | NR | 2 | IPP Non-CHP | N |  | Y | 14-770-000 | N |  |  |  |  | Duke Energy Progress - (NC) | 3046 | NC | 22.86 |  |  | N
59683 | Rockwood Energy Center LLC | 59918 | Rockwood Energy Center LLC | Intersection of County Road 31 | Garwood | TX | 77442 | Colorado | 29.485 | -96.4786 | TRE | ERCO | Electric Reliability Council of Texas, Inc. |  | 22 | NR | 2 | IPP Non-CHP | N |  | N |  | N |  |  |  |  | Austin Energy | 1015 | TX | 345 |  |  |  |  | None
13407 | Nevada Power Co | 59919 | Nellis Solar PV II | Kinley Drive | North Las Vegas | NV | 89191 | Clark | 36.2067 | -115.0477 | WECC | NEVP | Nevada Power Company |  | 22 | RE | 1 | Electric Utility | N |  | N |  | N |  |  |  |  | Nevada Power Co | 13407 | NV | 12.4 |  |  | N
59681 | Smithfield Solar LLC | 59920 | Smithfield Solar LLC | 2110 US Hwy Business 70 | Smithfield | NC | 27577 | Johnston | 35.545 | -78.374 | SERC | CPLE | Progress Energy Carolinas - EAST |  | 22 | NR | 2 | IPP Non-CHP | N |  | Y | 14-774-000 | N |  | N |  |  | Duke Energy Progress - (NC) | 3046 | NC | 23
61060 | Cypress Creek Renewables | 59921 | Lillington Solar | US Hwy 401 | Lillington | NC | 27546 | Harnett | 35.368 | -78.801 | SERC | CPLE | Progress Energy Carolinas - EAST |  | 22 | NR | 2 | IPP Non-CHP | N |  | Y | 14-773-000 | N |  | N |  |  | Duke Energy Progress - (NC) | 3046 | NC | 22.86 |  |  | N
59685 | JPMorgan Chase Bank | 59922 | South Campus Solar | 880 Powder Mill Road | Wilmington | DE | 19803 | New Castle | 39.7815 | -75.5484 | RFC | PJM | PJM Interconnection, LLC |  | 55 | NR | 4 | Commercial Non-CHP | N |  | N |  | N |  | N | X |  | Delmarva Power | 5027 | DE | 34.5 |  |  | N | [5 empty] | N | X
59686 | Coronado Power Ventures LLC | 59923 | Pinecrest Energy Center | 1002 East Park Avenue | Lufkin | TX | 75901 | Angelina | 31.3609 | -94.6945 | TRE | ERCO | Electric Reliability Council of Texas, Inc. | Municipality | 22 | NR | 2 | IPP Non-CHP | N |  | N |  | N |  | N |  |  | Oncor Electric Delivery Company LLC | 44372 | TX | 345 |  |  |  |  | None
59686 | Coronado Power Ventures LLC | 59924 | La Paloma Energy Center | 24684 FM 1595 | Harlingen | TX | 78550 | Cameron | 26.2164 | -97.6281 | TRE | ERCO | Electric Reliability Council of Texas, Inc. |  | 22 | NR | 2 | IPP Non-CHP | N |  | N |  | N |  | N |  |  | AEP Texas Central Company | 3278 | TX | 345 |  |  |  |  | None
59687 | AltaGas Sonoran Energy Inc | 59925 | Sonoran Energy Project | 15560 West Hobsonway | Blythe | CA | 92225 | Riverside | 33.6133 | -114.6887 | WECC | CISO | California Independent System Operator | Wells | 22 | NR | 2 | IPP Non-CHP | N |  | N |  | N |  | N | X |  | WAPA-- Western Area Power Administration | 27000 | CA |  | 161 |  | N | SOUTHERN CALIFORNIA GAS COMPANY |  |  |  |  | X | X
20910 | Wolverine Power Supply Coop | 59926 | Alpine Power Plant | 7432 M-32 | Elmira | MI | 49730 | Otsego | 45.0637 | -84.8253 | RFC | MISO | Midcontinent Independent Transmission System Operator, Inc.. |  | 22 | RE | 1 | Electric Utility | N |  | N |  | N |  |  |  |  | ITC Transmission | 56068 |  | 138 |  |  | N |  | GREAT LAKES GAS TRANSMISSION LP |  |  |  | N | X
58871 | Citizens Enterprises Corporation | 59927 | Hunt Road Solar | S Hunt Road | Amesbury | MA | 1913 | Essex | 42.8298 | -70.9602 | NPCC | ISNE | ISO New England Inc. |  | 22 | NR | 2 | IPP Non-CHP | N |  | N |  | N |  |  |  |  | Massachusetts Electric Co | 11804 | MA | 13.2 |  |  | N
61060 | Cypress Creek Renewables | 59928 | Vance Solar Farm, LLC | 5501 Raleigh Road | Kittrell | NC | 27544 | Vance | 36.2585 | -78.412 | SERC | DUK | Duke Energy Carolinas |  | 22 | NR | 2 | IPP Non-CHP | N |  | Y | 15368000 | N |  | N |  |  | Duke Energy Carolinas, LLC | 5416 | NC | 22.86 |  |  | N
60990 | Cline Solar, LLC | 59929 | Cline Solar Farm, LLC | Cline Park Drive | Hildebran | NC | 28637 | Burke | 35.72 | -81.417 | SERC | DUK | Duke Energy Carolinas |  | 22 | NR | 2 | IPP Non-CHP | N |  | Y | 15369000 | N |  | N |  |  | Duke Energy Carolinas, LLC | 5416 | NC | 22.86
61060 | Cypress Creek Renewables | 59930 | BG Stewart Solar Farm, LLC | 1514 Old Highway 74 | Marshville | NC | 28103 | Union | 34.9705 | -80.3896 | SERC | DUK | Duke Energy Carolinas |  | 22 | NR | 2 | IPP Non-CHP | N |  | Y | 14209001 | N |  | N |  |  | Duke Energy Carolinas, LLC | 5416 | NC | 22.86 |  |  | N
59688 | FCPC Renewable Generation, LLC | 59931 | FCPC Renewable Generation | 2011 W Potawatomi Circle | Milwaukee | WI | 53233 | Milwaukee | 43.03 | -87.9409 | RFC | MISO | Midcontinent Independent Transmission System Operator, Inc.. |  | 22 | NR | 3 | IPP CHP | N |  | N |  | N |  | N |  |  | Wisconsin Electric Power Co | 20847 | WI | 4.8 |  |  | N
59695 | SunE Solar XVII Project 3, LLC | 59932 | Fiddler's Canyon 3 | 7763 West Younger Road | Cedar City | UT | 84720 | Iron | 37.7313 | -113.2166 | WECC | PACE | PacifiCorp - East |  | 22 | NR | 2 | IPP Non-CHP | N |  | Y | 15-477-00 | N |  | N |  |  | PacifiCorp | 14354 | UT | 12.47 |  |  | N
59696 | Soluga Farms IV | 59934 | Soluga Farms IV | Dunn Road | Godwin | NC | 28334 | Cumberland | 35.2187 | -78.6695 | SERC | SEPA | Southeastern Power Administration |  | 22 | NR | 2 | IPP Non-CHP | N |  | Y | 14-492-000 | N |  | N |  |  | Duke Energy Progress - (NC) | 3046 | NC | 23
56615 | First Solar Project Development | 59935 | Snow Mountain Solar, LLC | TBD | Clark County | NV | 89124 | Clark | 36.3425 | -115.3581 | WECC |  |  |  | 22 | NR | 2 | IPP Non-CHP | N |  | N |  | N |  |  |  |  | Nevada Power Co | 13407 | NV | 230 | 138 |  | N | [5 empty] | N | X
59691 | Meadowbrook Solar Farm LLC | 59936 | Meadowbrook Solar Farm | Troxler Road | Rockwell | NC | 28138 | Rowan | 35.5554 | -80.3859 | SERC | DUK | Duke Energy Carolinas |  | 22 | NR | 2 | IPP Non-CHP | N |  | Y | 14-760-00 | N |  |  |  |  | Duke Energy Carolinas, LLC | 5416 | NC | 22.86 |  |  | N
61060 | Cypress Creek Renewables | 59937 | Coats Solar Farm, LLC | 3099 NC 27 E | Coats | NC | 27521 | Harnett | 35.4145 | -78.6906 | SERC | DUK | Duke Energy Carolinas |  | 22 | NR | 2 | IPP Non-CHP | N |  | Y | 15-416-000 | N |  |  |  |  | Duke Energy Carolinas, LLC | 5416 | NC | 22.86 |  |  | N
59698 | Sky Global Power One Pledgor, LLC | 59938 | Sky Global Power One | 3217 US 90A Hwy | Rock Island | TX | 77470 | Colorado | 29.5503 | -96.5378 | TRE | ERCO | Electric Reliability Council of Texas, Inc. |  | 22 | NR | 2 | IPP Non-CHP | N |  | N |  | N |  |  |  |  | San Bernard Electric Coop, Inc | 16638 | TX | 138 |  |  | N |  | KINDER MORGAN TEXAS PIPELINE LLC |  |  |  | N
17650 | Southern Power Co | 59939 | RE Tranquillity | 9810 S Ohio Avenue | Cantua Creek | CA | 93608 | Fresno | 36.5814 | -120.4045 | WECC | CISO | California Independent System Operator |  | 22 | NR | 2 | IPP Non-CHP | N |  | N |  | Y | EG15-42-000 | N |  |  | Pacific Gas & Electric Co | 14328 | CA | 230 |  |  | N | [5 empty] | X | X
59701 | RE Tranquillity 8 LLC | 59940 | RE Tranquility 8 | TBD | Cantua Creek | CA | 93608 | Fresno | 36.5812 | -120.3796 | WECC | CISO | California Independent System Operator |  | 22 | NR | 2 | IPP Non-CHP | N |  | N |  | N |  |  |  |  | Pacific Gas & Electric Co | 14328 | CA | 230 |  |  | N
58468 | Dominion Renewable Energy | 59941 | Iron Springs Solar, LLC | 2431 North 4500 West | Cedar City | UT | 84720 | Iron | 37.7212 | -113.1516 | WECC | PACE | PacifiCorp - East |  | 22 | NR | 2 | IPP Non-CHP | N |  | Y | QF 15-956-000 | N |  |  |  |  | PacifiCorp | 14354 | UT | 138 |  |  | N
57081 | WGL Energy Systems, Inc | 59942 | Morgan Lancaster 1 | 2551 E Avenue L | Lancaster | CA | 93535 | Los Angeles | 34.6608 | -118.0836 | WECC | CISO | California Independent System Operator |  | 22 | NR | 2 | IPP Non-CHP | N |  | Y | 15-958 | N |  |  |  |  | Southern California Edison Co | 17609 | CA | 0.48 |  |  | N
59706 | Rattlesnake Den | 59943 | Rattlesnake Den | 151 CR170 | Garden City | TX | 79739 | Glasscock | 31.7432 | -101.4934 | TRE | ERCO | Electric Reliability Council of Texas, Inc. |  | 22 | NR | 2 | IPP Non-CHP | N |  | N |  | N |  | N | X |  | Wind Energy Transmission Texas LLC | 60066 |  | 345 |  |  | N
59707 | Conetoe II Solar, LLC | 59944 | Conetoe II Solar, LLC | 189 Leigh Road | Conetoe | NC | 27819 | Edgecombe | 35.822 | -77.481 | SERC | PJM | PJM Interconnection, LLC |  | 22 | NR | 2 | IPP Non-CHP | N |  | Y | 14-493-000 | N |  |  |  |  | Virginia Electric & Power Co | 19876 | NC | 230 |  |  | N
58468 | Dominion Renewable Energy | 59945 | Granite Mountain Solar West, LLC | 5755 North Iron Springs Road | Cedar City | UT | 84721 | Iron | 37.7989 | -113.322 | WECC | PACE | PacifiCorp - East |  | 22 | NR | 2 | IPP Non-CHP | N |  | Y | QF 15-955-000 | N |  |  |  |  | PacifiCorp | 14354 | UT | 138 |  |  | N
58468 | Dominion Renewable Energy | 59946 | Granite Mountain Solar East, LLC | 4353 North Shooting Range Road | Cedar City | UT | 84721 | Iron | 37.7751 | -113.2264 | WECC | PACE | PacifiCorp - East |  | 22 | NR | 2 | IPP Non-CHP | N |  | Y | QF 15-954-000 | N |  |  |  |  | PacifiCorp | 14354 | UT | 138 |  |  | N
59710 | SR Camden, LLC | 59947 | SR Camden | 14688 W. AR 274 Hwy | Camden | AR | 71701 | Calhoun | 33.6315 | -92.7036 | SERC | SPA | Southwestern Power Administration |  | 22 | NR | 2 | IPP Non-CHP | N |  | Y | 15-881-001 | N |  |  |  |  | Ouachita Electric Coop Corp | 14238 | AR | 13.2 |  |  | N
59711 | Bakersfield 111 LLC | 59948 | Bakersfield 111 | 1217 E White Lane | Bakersfield | CA | 93307 | Kern | 35.3176 | -118.9899 | WECC | PACW | PacifiCorp - West |  | 22 | NR | 2 | IPP Non-CHP | N |  | N |  | N |  | N | X |  | Pacific Gas & Electric Co | 14328 | CA | 12 |  |  | N
59712 | AES Tait LLC | 59949 | AES Warrior Run Energy Storage Project | 11600 Mexico Farms Road | Cumberland | MD | 21502 | Allegany | 39.5931 | -78.7453 | RFC | PJM | PJM Interconnection, LLC |  | 22 | NR | 2 | IPP Non-CHP | N |  | N |  | N |  | N |  |  | The Potomac Edison Company | 15263 | MD | 138 |  |  | Y
58477 | O2energies, Inc. | 59950 | Yadkinville Solar | Old US Highway 421 | Yadkinville | NC | 27055 | Yadkin | 36.1373 | -80.596 | SERC | DUK | Duke Energy Carolinas |  | 22 | NR | 2 | IPP Non-CHP | N |  | Y | 11-493-000 | N |  |  |  |  | Duke Energy Carolinas, LLC | 5416 | NC | 12.47 |  |  | N
58477 | O2energies, Inc. | 59951 | Five Forks Solar | Robinson Ferry Road | Macon | NC | 27551 | Warren | 36.5155 | -78.0337 | RFC | PJM | PJM Interconnection, LLC |  | 22 | NR | 2 | IPP Non-CHP | N |  | Y | 11-493-000 | N |  | N |  |  | Duke Energy Carolinas, LLC | 5416 | NC | 115 |  |  | N
59713 | Potrero Hills Energy Producers, LLC | 59952 | Potrero Hills Energy Producers | 3675 Potrero Hills Lane | Suisun City | CA | 94585 | Solano | 38.217 | -121.9795 | WECC | CISO | California Independent System Operator |  | 22 | NR | 2 | IPP Non-CHP | N |  | Y | 15-951-000 | N |  | N | X |  | Pacific Gas & Electric Co | 14328 | CA | 21 |  |  | N | [5 empty] | N | X
59714 | Antrim Wind Energy LLC | 59953 | Antrim Wind | TBD | Antrim | NH | 3801 | Hillsborough | 43.0643 | -72.0063 | NPCC | ISNE | ISO New England Inc. |  | 22 | NR | 2 | IPP Non-CHP | N |  | N |  | N |  | N |  |  | Public Service Co of NH | 15472 | NH | 115 | [8 empty] | N | X
6455 | Duke Energy Florida, LLC | 59954 | Osceola Solar Facility | Canoe Creek Rd | Kenansville | FL | 34739 | Osceola | 28.0581 | -81.2417 | FRCC | FPC | Progress Energy Florida |  | 22 | RE | 1 | Electric Utility | N |  | N |  | N |  | N | X |  | Duke Energy Florida, Inc | 6455 | FL | 12.47 |  |  | N | [5 empty] | X | X
59462 | Heelstone Energy Holdings, LLC | 59955 | Smithfield | 1900 Mallard Road | Smithfield | NC | 27577 | Johnston | 35.4883 | -78.3198 | SERC | CPLE | Progress Energy Carolinas - EAST |  | 22 | NR | 2 | IPP Non-CHP | N |  | Y | 13-55-001 | N |  |  | X |  | Town of Smithfield - (NC) | 17451 | NC | 23 |  |  | N | [5 empty] | X | X
59462 | Heelstone Energy Holdings, LLC | 59956 | ESA Selma | 339 Ricks Road | Selma | NC | 27576 | Johnston | 35.5262 | -78.2898 | SERC | CPLE | Progress Energy Carolinas - EAST |  | 22 | NR | 2 | IPP Non-CHP | N |  | Y | 13-54-000 | N |  |  | X |  | Town of Selma - (NC) | 16914 | NC | 12.47 |  |  | N | [5 empty] | X | X
49893 | Invenergy Services LLC | 59957 | Grand Ridge Battery Projects | 2191 East 25th Rd | Marseilles | IL | 61341 | LaSalle | 41.2269 | -88.6836 | RFC | PJM | PJM Interconnection, LLC |  | 22 | NR | 2 | IPP Non-CHP | N |  | N |  | N |  |  |  |  | Commonwealth Edison Co | 4110 | IL | 345 |  |  | Y
59716 | SunE DB24 LLC | 59958 | Milford 2 | 1075 S Grainmill Rd | Milford | UT | 84751 | Beaver | 38.3882 | -112.9908 | WECC | PACE | PacifiCorp - East |  | 22 | NR | 2 | IPP Non-CHP | N |  | Y | 15-480-000 | N |  |  |  |  | PacifiCorp | 14354 | UT | 12.47 |  |  | N
59718 | West Chicago Battery Storage LLC | 59959 | Elwood Energy Storage Center | 777 Pilsen Road | West Chicago | IL | 60185 | DuPage | 41.8969 | -88.2227 | RFC | PJM | PJM Interconnection, LLC |  | 22 | NR | 2 | IPP Non-CHP | N |  | N |  | Y | 15-39-000 |  |  |  | Commonwealth Edison Co | 4110 | IL | 34.5 |  |  | Y | [5 empty] | N | X
59717 | Joliet Battery Storage LLC | 59960 | Jake Energy Storage Center | 1251 Brandon Road | Joliet | IL | 60436 | Will | 41.4887 | -88.1088 | RFC | PJM | PJM Interconnection, LLC |  | 22 | NR | 2 | IPP Non-CHP | N |  | N |  | Y | 15-39-000 | N | X |  | Commonwealth Edison Co | 4110 | IL | 34.5 |  |  | Y | [5 empty] | N | X
58661 | Sustainable Power Group, LLC | 59961 | Western Antelope Blue Sky B | Avenue G | Lancaster | CA | 93536 | Los Angeles | 34.7321 | -118.3136 | WECC | CISO | California Independent System Operator |  | 22 | NR | 2 | IPP Non-CHP | N |  | N |  | N |  | N | X |  | Southern California Edison Co | 17609 | CA | 220 |  |  | N | [5 empty] | N | X
58661 | Sustainable Power Group, LLC | 59962 | North Lancaster Ranch | 100th Street West and Avenue H | Lancaster | CA | 93536 | Los Angeles | 34.7195 | -118.313 | WECC | CISO | California Independent System Operator |  | 22 | NR | 2 | IPP Non-CHP | N |  | N |  | N |  | N |  |  | Southern California Edison Co | 17609 | CA | 220 |  |  | N | [5 empty] | N | X
58661 | Sustainable Power Group, LLC | 59963 | Central Antelope Dry Ranch C | 100th Street West and Avenue H | Lancaster | CA | 93536 | Los Angeles | 34.7205 | -118.3005 | WECC | CISO | California Independent System Operator |  | 22 | NR | 2 | IPP Non-CHP | N |  | N |  | N |  | N |  |  | Southern California Edison Co | 17609 | CA | 220 |  |  | N | [5 empty] | N | X
58661 | Sustainable Power Group, LLC | 59964 | Elevation Solar C | Avenue G | Lancaster | CA | 93536 | Los Angeles | 34.7303 | -118.3042 | WECC | CISO | California Independent System Operator |  | 22 | NR | 2 | IPP Non-CHP | N |  | N |  | N |  | N |  |  | Southern California Edison Co | 17609 | CA | 220 |  |  | N | [5 empty] | N | X
58661 | Sustainable Power Group, LLC | 59965 | Latigo Wind Park | 50 Val's Road | Monticello | UT | 84535 | San Juan | 37.8867 | -109.3684 | WECC | PACE | PacifiCorp - East |  | 22 | NR | 2 | IPP Non-CHP | N |  | N |  | N |  | N |  |  | PacifiCorp | 14354 | UT | 115 |  |  | N | [5 empty] | N | N
3046 | Duke Energy Progress - (NC) | 59966 | Camp Lejeune Solar | 80 Brewster Blvd | Camp Lejeune | NC | 28547 | Onslow | 34.7257 | -77.3503 | SERC | DUK | Duke Energy Carolinas |  | 22 | RE | 1 | Electric Utility | N |  | N |  | N |  | N | X |  | Duke Energy Progress - (NC) | 3046 | NC | 12.47 |  |  | N | [5 empty] | X | X
59724 | Pepperidge Farm, Inc.- Bloomfield | 59967 | Pepperidge Farm Bloomfield | 1414 Blue Hills Ave | Bloomfield | CT | 6002 | Hartford | 41.8693 | -72.7183 | NPCC | ISNE | ISO New England Inc. | Municipality | 311 | NR | 7 | Industrial CHP | N |  | N |  | N |  | N |  |  | Connecticut Light & Power Co | 4176 | CT | 13.8 |  |  | N | CONNECTICUT NAT GAS CORP |  |  |  |  | N
15399 | Avangrid Renewables LLC | 59968 | Desert Wind Farm, LLC | 115 Foreman Road | Hertford | NC | 27944 | Perquimans | 36.31 | -76.42 | SERC | PJM | PJM Interconnection, LLC |  | 22 | NR | 2 | IPP Non-CHP | N |  | N |  | N |  |  |  |  | Duke Energy Carolinas, LLC | 5416 | NC | 69 |  |  | N
56615 | First Solar Project Development | 59969 | Windhub Solar B, LLC |  | Mojave | CA | 93501 | Kern | 35.0133 | -118.2698 | WECC | CISO | California Independent System Operator |  | 22 | NR | 2 | IPP Non-CHP | N |  | N |  | N |  | N |  |  | Southern California Edison Co | 17609 | CA | 66 |  |  | N | [5 empty] | N | X
59725 | Ariel Solar, LLC | 59970 | Bloomsbury Solar, LLC | Bloomsbury Road | Manson | NC | 27553 | Warren | 36.432 | -78.272 | SERC | DUK | Duke Energy Carolinas |  | 22 | NR | 2 | IPP Non-CHP | N |  | Y | 15-67-000 | N |  | N |  |  | Duke Energy Progress - (NC) | 3046 | NC | 13.2
59056 | Tri Global Energy, LLC | 59971 | Easter |  | Hart | TX | 79063 | Castro | 34.6689 | -102.3517 | TRE | ERCO | Electric Reliability Council of Texas, Inc. |  | 22 | NR | 2 | IPP Non-CHP | N |  | N |  | N |  |  |  |  | Sharyland Utilities LP | 17008 | TX | 345
61006 | Bearkat TE Partnership LLC | 59972 | Bearkat |  | St. Lawrence | TX | 79739 | Glasscock | 31.7272 | -101.582 | TRE | ERCO | Electric Reliability Council of Texas, Inc. |  | 22 | NR | 2 | IPP Non-CHP | N |  | N |  | Y | 17-120-000 | N |  |  | Wind Energy Transmission Texas LLC | 60066 |  | 345 |  |  | N
60054 | Duke Energy Florida Solar Solutions | 59973 | Walt Disney World Solar Facility | 1675 Epcot Resorts Blvd | Orlando | FL | 32836 | Orange | 28.3737 | -81.5626 | FRCC | FPC | Progress Energy Florida |  | 22 | RE | 1 | Electric Utility | N |  | N |  | N |  | N | X |  | Reedy Creek Improvement Dist | 15776 | FL | 12.47 |  |  | N | [5 empty] | X | X
59729 | Golden West Power Partners, LLC | 59974 | Golden West Power Partners LLC | 31145 Funk Road | Calhan | CO | 80808 | El Paso | 38.935 | -104.212 | WECC | PSCO | Public Service Company of Colorado |  | 22 | NR | 2 | IPP Non-CHP | N |  | N |  | N |  | N |  |  | Public Service Co of Colorado | 15466 | CO | 230 |  |  | N
59730 | Carousel Wind Farm, LLC | 59975 | Carousel Wind Farm LLC | 22103 Country Road 54 | Burlington | CO | 80807 | Kit Carson | 39.334 | -102.173 | WECC | PSCO | Public Service Company of Colorado |  | 22 | NR | 2 | IPP Non-CHP | N |  | N |  | N |  |  |  |  | Public Service Co of Colorado | 15466 | CO | 230 |  |  | N
59727 | RE Astoria LLC | 59976 | RE Astoria | 18936 Gaskell Road | Rosamond | CA | 93560 | Kern | 34.8442 | -118.4585 | WECC | CISO | California Independent System Operator |  | 22 | NR | 2 | IPP Non-CHP | N |  | N |  | N |  |  |  |  | Southern California Edison Co | 17609 | CA | 220 |  |  | N
59728 | RE Astoria 2 LLC | 59977 | RE Astoria 2 | 19601 Gaskell Road | Rosamond | CA | 93560 | Kern | 34.8366 | -118.4802 | WECC | CISO | California Independent System Operator |  | 22 | NR | 2 | IPP Non-CHP | N |  | N |  | N |  |  |  |  | Southern California Edison Co | 17609 | CA | 220 |  |  | N
59735 | Enerparc CA2, LLC | 59978 | Enerparc CA2, LLC | 3874 County Road M | Orland | CA | 95963 | Glenn | 39.699 | -122.1756 | WECC | PACW | PacifiCorp - West |  | 22 | NR | 2 | IPP Non-CHP | N |  | Y | 14-748-000 | N |  | N |  |  | Pacific Gas & Electric Co | 14328 | CA | 12 |  |  | N | [5 empty] | N | N
59736 | Columbia Solar Energy LLC | 59979 | Columbia Solar Energy, LLC | 29078 Pittsburg-Antioch Highwa | Pittsburg | CA | 94565 | Contra Costa | 38.0197 | -121.8651 | WECC | CISO | California Independent System Operator |  | 22 | NR | 2 | IPP Non-CHP | N |  | Y | 15-966-000 | N |  |  |  |  | Pacific Gas & Electric Co | 14328 | CA | 115 |  |  | N
60959 | Scatter Solar - Mashpee Landfill | 59980 | Mashpee Landfill Solar | 380 Ashers Path E | Mashpee | MA | 2649 | Barnstable | 41.63 | -70.4779 | NPCC | ISNE | ISO New England Inc. |  | 22 | NR | 2 | IPP Non-CHP | N |  | N |  | N |  |  |  |  | NSTAR Electric Company | 54913 | MA | 23 |  |  | N
9267 | Hoosier Energy R E C, Inc | 59981 | New Castle Solar RES | 955 W CR 500 S | New Castle | IN | 47362 | Henry | 39.8541 | -85.4034 | RFC | MISO | Midcontinent Independent Transmission System Operator, Inc.. |  | 22 | RE | 1 | Electric Utility | N |  | N |  | N |  | N | X |  | Henry County Rural E M C | 8466 | IN | 12.47 |  |  | N | [5 empty] | X | X
9267 | Hoosier Energy R E C, Inc | 59982 | Scotland Solar RES | 7700 S Maple Flats Rd | Newberry | IN | 47449 | Greene | 38.9099 | -86.9473 | RFC | MISO | Midcontinent Independent Transmission System Operator, Inc.. |  | 22 | RE | 1 | Electric Utility | N |  | N |  | N |  | N | X |  | Utilities Dist-Western IN REMC | 19667 | IN | 12.47 |  |  | N | [5 empty] | X | X
9267 | Hoosier Energy R E C, Inc | 59983 | New Haven Solar RES | 4500 E CR 2100 N | Dale | IN | 47523 | Spencer | 38.1941 | -86.9889 | RFC | MISO | Midcontinent Independent Transmission System Operator, Inc.. |  | 22 | RE | 1 | Electric Utility | N |  | N |  | N |  | N | X |  | Southern Indiana R E C, Inc | 19445 | IN | 12.47 |  |  | N | [5 empty] | X | X
9267 | Hoosier Energy R E C, Inc | 59984 | Lanesville Solar RES | 4900 Farnsley Road | Lanesville | IN | 47136 | Harrison | 38.2717 | -85.9864 | RFC | MISO | Midcontinent Independent Transmission System Operator, Inc.. |  | 22 | RE | 1 | Electric Utility | N |  | N |  | N |  | N | X |  | Harrison County Rural E M C | 8179 | IN | 12.47 |  |  | N | [5 empty] | X | X
9267 | Hoosier Energy R E C, Inc | 59985 | Ellettsville Solar RES | 8439 W SR 46 | Ellettsville | IN | 47429 | Monroe | 39.2548 | -86.6568 | RFC | MISO | Midcontinent Independent Transmission System Operator, Inc.. |  | 22 | RE | 1 | Electric Utility | N |  | N |  | N |  | N | X |  | South Central Indiana REMC | 12929 | IN | 12.47 |  |  | N | [5 empty] | X | X
9267 | Hoosier Energy R E C, Inc | 59986 | Henryville Solar RES | 217 Henretty Road | Underwood | IN | 47177 | Clark | 38.5955 | -85.7773 | RFC | MISO | Midcontinent Independent Transmission System Operator, Inc.. |  | 22 | RE | 1 | Electric Utility | N |  | N |  | N |  | N | X |  | Clark County Rural E M C - (IN) | 22822 | IN | 12.47 |  |  | N | [5 empty] | X | X
9267 | Hoosier Energy R E C, Inc | 59987 | Spring Mill Solar RES | 1900 Clover Lane | Mitchell | IN | 47446 | Lawrence | 38.7095 | -86.4697 | RFC | MISO | Midcontinent Independent Transmission System Operator, Inc.. |  | 22 | RE | 1 | Electric Utility | N |  | N |  | N |  | N | X |  | Orange County Rural E M C | 14160 | IN | 12.47 |  |  | N | [5 empty] | X | X
9267 | Hoosier Energy R E C, Inc | 59988 | Decatur Co. Solar RES (IN) |  | Decatur | IN | 46733 | Decatur | 39.3379 | -85.5064 | RFC | MISO | Midcontinent Independent Transmission System Operator, Inc.. |  | 22 | RE | 1 | Electric Utility | N |  | N |  | N |  | N | X |  | Decatur County Rural E M C | 4960 | IN | 12.47 |  |  | N | [5 empty] | X | X
9267 | Hoosier Energy R E C, Inc | 59989 | Jackson Co. Solar RES |  | Jackson | IN | 47220 | Jackson | 38.8817 | -86.033 | RFC | MISO | Midcontinent Independent Transmission System Operator, Inc.. |  | 22 | RE | 1 | Electric Utility | N |  | N |  | N |  | N | X |  | Jackson County Rural E M C - (IN) | 9576 | IN | 12.47 |  |  | N | [5 empty] | X | X
9267 | Hoosier Energy R E C, Inc | 59990 | Johnson Co. Solar RES |  | Johnson | IN | 46131 | Johnson | 39.518 | -86.0684 | RFC | MISO | Midcontinent Independent Transmission System Operator, Inc.. |  | 22 | RE | 1 | Electric Utility | N |  | N |  | N |  | N | X |  | Johnson County Rural E M C | 9778 | IN | 12.47 |  |  | N | [5 empty] | X | X
59731 | Windham Solar LLC | 59991 | Lebanon Solar 1 | 1 Williams Crossing Road | Lebanon | CT | 6249 | New London | 41.6546 | -72.1621 | NPCC | ISNE | ISO New England Inc. |  | 22 | NR | 2 | IPP Non-CHP | N |  | N |  | N |  |  |  |  | Connecticut Light & Power Co | 4176 | CT | 23
59731 | Windham Solar LLC | 59992 | Lebanon Solar 2 | 1 Williams Crossing Road | Lebanon | CT | 6249 | New London | 41.654 | -72.1602 | NPCC | ISNE | ISO New England Inc. |  | 22 | NR | 2 | IPP Non-CHP | N |  | N |  | N |  |  |  |  | Connecticut Light & Power Co | 4176 | CT | 23
6452 | Florida Power & Light Co | 59993 | Babcock Solar Energy Center | 8500 State Road 31 | Punta Gorda | FL | 33982 | Charlotte | 26.8616 | -81.751 | FRCC | FPL | Florida Power & Light Company |  | 22 | RE | 1 | Electric Utility | N |  | N |  | N |  |  |  |  | Florida Power & Light Co | 6452 | FL | 230 |  |  | N
17650 | Southern Power Co | 59994 | RE Roserock | 293 Mendal Road | Fort Stockton | TX | 79735 | Pecos | 30.9602 | -103.3067 | TRE | ERCO | Electric Reliability Council of Texas, Inc. |  | 22 | NR | 2 | IPP Non-CHP | N |  | N |  | Y | EG15-43-000 | N |  |  | AEP Texas North Company | 20404 | TX | 138 |  |  | N | [5 empty] | X | X
733 | Appalachian Power Co | 59995 | AEP Milton NaS | 2900 E Mud River Rd | Milton | WV | 25541 | Cabell | 38.3622 | -82.1256 | RFC | PJM | PJM Interconnection, LLC |  | 22 | RE | 1 | Electric Utility | N |  | N |  | N |  |  |  |  | Appalachian Power Co | 733 | WV | 34.5 |  |  | Y
58970 | Ecoplexus, Inc | 59996 | Boykin PV1 | 4000 Lee Road | Wade | NC | 28395 | Cumberland | 35.1134 | -78.7504 | SERC | DUK | Duke Energy Carolinas |  | 22 | NR | 2 | IPP Non-CHP | N |  | Y | 15-607-000 | N |  |  |  |  | Duke Energy Carolinas, LLC | 5416 | NC | 23 |  |  | N
58970 | Ecoplexus, Inc | 59997 | High Shoals PV1 | High Shoals Rd | High Shoals | NC | 28092 | Gaston | 35.3965 | -81.2191 | SERC | DUK | Duke Energy Carolinas |  | 22 | NR | 2 | IPP Non-CHP | N |  | N |  | N |  |  |  |  | Duke Energy Carolinas, LLC | 5416 | NC | 44 |  |  | N
58970 | Ecoplexus, Inc | 59998 | Round Hill PV1 | 4028 Round Hill | Boonville | NC | 27011 | Yadkin | 36.2118 | -80.6647 | SERC | DUK | Duke Energy Carolinas |  | 22 | NR | 2 | IPP Non-CHP | N |  | N |  | N |  |  |  |  | Duke Energy Carolinas, LLC | 5416 | NC | 23 |  |  | N
58970 | Ecoplexus, Inc | 59999 | Ouchchy PV1 | 649-UT Mattress Factory Road | Mebane | NC | 27302 | Orange | 36.0841 | -79.2448 | SERC | DUK | Duke Energy Carolinas |  | 22 | NR | 2 | IPP Non-CHP | N |  | Y | 15-134-000 | N |  |  |  |  | Duke Energy Carolinas, LLC | 5416 | NC | 12.47 |  |  | N
60507 | Fresh Air Energy XXXV, LLC | 60000 | Turkey Creek PV1 | 1914 W Main | Kirby | NC | 27855 | Northampton | 36.4414 | -77.1356 | SERC | DUK | Duke Energy Carolinas |  | 22 | NR | 2 | IPP Non-CHP | N |  | Y | 15-565-000 | N |  |  |  |  | Virginia Electric & Power Co | 19876 | NC | 34.5 |  |  | N
58970 | Ecoplexus, Inc | 60001 | Vaughn Creek PV1 | 301 Wises Store Rd. | Murfreesboro | NC | 27855 | Hertford | 36.451 | -77.1206 | SERC | DUK | Duke Energy Carolinas |  | 22 | NR | 2 | IPP Non-CHP | N |  | Y | 15-611-000 | N |  |  |  |  | Virginia Electric & Power Co | 19876 | NC | 34.5 |  |  | N
58970 | Ecoplexus, Inc | 60002 | E Nash PV1 | 913 E Nash St | Spring Hope | NC | 27882 | Nash | 35.9642 | -78.0981 | SERC | DUK | Duke Energy Carolinas |  | 22 | NR | 2 | IPP Non-CHP | N |  | Y | 15-608-000 | N |  |  |  |  | Duke Energy Carolinas, LLC | 5416 | NC | 23 |  |  | N
58970 | Ecoplexus, Inc | 60003 | Willoughby PV1 | 1449 Red Church Hill Rd | Dunn | NC | 28334 | Harnett | 35.3547 | -78.6451 | SERC | DUK | Duke Energy Carolinas |  | 22 | NR | 2 | IPP Non-CHP | N |  | Y | 15-610-000 | N |  |  |  |  | Duke Energy Carolinas, LLC | 5416 | NC | 23 |  |  | N
60790 | Clarkstown Solar LLC | 60004 | Clarkstown Landfill Solar Facility | 166 S RTE 303 | West Nyack | NY | 10994 | Rockland | 41.1004 | -73.9516 | NPCC | NYIS | New York Independent System Operator |  | 22 | NR | 2 | IPP Non-CHP | N |  | N |  | N |  | N | X |  | Orange & Rockland Utils Inc | 14154 | NY | 13.2 |  |  | N
6452 | Florida Power & Light Co | 60005 | Daytona International Speedway Solar | 2579 Bellevue Ave | Daytona Beach | FL | 32114 | Volusia | 29.1702 | -81.0641 | FRCC | FPL | Florida Power & Light Company |  | 22 | RE | 1 | Electric Utility | N |  | N |  | N |  |  |  |  | Florida Power & Light Co | 6452 | FL | 13.2 |  |  | N
6452 | Florida Power & Light Co | 60006 | FIU Solar | 10555 West Flagler Street | Miami | FL | 32174 | Miami Dade | 25.77 | -80.3677 | FRCC | FPL | Florida Power & Light Company |  | 22 | RE | 1 | Electric Utility | N |  | N |  | N |  |  |  |  | Florida Power & Light Co | 6452 | FL | 23 |  |  | N
17650 | Southern Power Co | 60007 | Morelos del Sol | 16583 Twisselman Rd | Lost Hills | CA | 93249 | Kern | 35.7314 | -119.8187 | WECC | CISO | California Independent System Operator |  | 22 | NR | 2 | IPP Non-CHP | N |  | Y | QF15-981-001 | N |  | N | X |  | Pacific Gas & Electric Co | 14328 | CA | 70 |  |  | N | [5 empty] | X | X
59744 | Solar Star Colorado III, LLC | 60008 | Hooper Solar | 2555 Lane 8 North | Mosca | CO | 81146 | Alamosa | 37.6919 | -105.9908 | WECC | PSCO | Public Service Company of Colorado |  | 22 | NR | 2 | IPP Non-CHP | N |  | N |  | Y | ER15-2224-000 | N |  |  | Public Service Co of Colorado | 15466 | CO | 230 |  |  | N | [5 empty] | N | X
59755 | Murphy Flat Power, LLC | 60009 | Murphy Flat Solar | Warrick Rd | Murphy | ID | 83650 | Owyhee | 43.213 | -116.439 | WECC |  |  |  | 22 | NR | 2 | IPP Non-CHP | N |  | Y | Pending | N |  |  |  |  | Idaho Power Co | 9191 | ID
59756 | Orchard Ranch Solar, LLC | 60010 | Orchard Ranch Solar | E. Orchard Ranch Ln | Orchard | ID | 83650 | Ada | 43.467 | -116.285 | WECC |  |  |  | 22 | NR | 2 | IPP Non-CHP | N |  | Y | pending | N |  |  |  |  | Idaho Power Co | 9191 | ID
59757 | American Falls Solar LLC | 60011 | American Falls Solar | 2594 Smith Rd | American Falls | ID | 83650 | Power | 42.824 | -112.752 | WECC |  |  |  | 22 | NR | 2 | IPP Non-CHP | N |  | Y | pending | N |  |  |  |  | Idaho Power Co | 9191 | ID
59758 | American Falls Solar II, LLC | 60012 | American Falls Solar II | 2594 Smith Rd | American Falls | ID | 83650 | Power | 42.824 | -112.752 | WECC |  |  |  | 22 | NR | 2 | IPP Non-CHP | N |  | Y | pending | N |  |  |  |  | Idaho Power Co | 9191 | ID
17650 | Southern Power Co | 60013 | Grant Wind, LLC | 99626 Logan Rd. | Medford | OK | 73759 | Grant | 36.9271 | -97.6963 | SPP | SWPP | Southwest Power Pool |  | 22 | NR | 2 | IPP Non-CHP | N |  | N |  | Y | EG15-102-000 | N | X |  | Oklahoma Gas & Electric Co | 14063 | OK | 345 |  |  | N | [5 empty] | X | X
6452 | Florida Power & Light Co | 60014 | Manatee Solar Energy Center | 10870 Corbett John Road | Parrish | FL | 34219 | Manatee | 27.6075 | -82.3553 | FRCC | FPL | Florida Power & Light Company |  | 22 | RE | 1 | Electric Utility | N |  | N |  | N |  |  |  |  | Florida Power & Light Co | 6452 | FL | 230 |  |  | N
59760 | Findlay Wind Farm | 60015 | Findlay Wind Farm | 12367 Township Road 215 | Findlay | OH | 45840 | Hancock | 41.1012 | -83.6444 | RFC | PJM | PJM Interconnection, LLC |  | 326 | NR | 6 | Industrial Non-CHP | N |  | N |  | N |  |  |  |  | Ohio Power Co | 14006 | OH | 12.47 |  |  | N
17470 | PUD 1 of Snohomish County | 60016 | MESA 1 | 910 Shuksan Way | Everett | WA | 98203 | Snohomish | 47.9362 | -122.2469 | WECC | BPAT | Bonneville Power Administration |  | 22 | RE | 1 | Electric Utility | N |  | N |  | N |  |  |  |  | PUD 1 of Snohomish County | 17470 | WA | 13 |  |  | Y
5109 | DTE Electric Company | 60017 | Domino Farms Solar | 3001 Earhart Rd | Ann Arbor | MI | 48105 | Washtenaw | 42.3234 | -83.6803 | RFC | MISO | Midcontinent Independent Transmission System Operator, Inc.. |  | 22 | RE | 1 | Electric Utility | N |  | N |  | N |  | N | X |  | DTE Electric Company | 5109 | MI | 750 |  |  | N | [5 empty] | N | X
5109 | DTE Electric Company | 60018 | Ford World Headquarters | 1 American Road | Dearborn | MI | 48126 | Wayne | 42.3174 | -83.2095 | RFC | MISO | Midcontinent Independent Transmission System Operator, Inc.. |  | 22 | RE | 1 | Electric Utility | N |  | N |  | N |  | N | X |  | DTE Electric Company | 5109 | MI | 750 |  |  | N | [5 empty] | N | X
5109 | DTE Electric Company | 60019 | Greenwood Solar Farm | 7000 Kilgore | Avoca | MI | 48006 | St Clair | 43.1056 | -82.6964 | RFC | MISO | Midcontinent Independent Transmission System Operator, Inc.. |  | 22 | RE | 1 | Electric Utility | N |  | N |  | N |  | N | X |  | DTE Electric Company | 5109 | MI | 750 |  |  | N | [5 empty] | N | X
59761 | McLean Homestead, LLC | 60020 | McLean Homestead | South of Intersection of Field | Laurinburg | NC | 28352 | Scotland | 34.7819 | -79.4978 | SERC | DUK | Duke Energy Carolinas |  | 22 | NR | 2 | IPP Non-CHP | N |  | Y | 15-948-000 | N |  |  |  |  | Duke Energy Progress - (NC) | 3046 | NC | 22.86
17470 | PUD 1 of Snohomish County | 60021 | MESA 2 | 3402 Paine Ave | Everett | WA | 98201 | Snohomish | 47.9727 | -122.1987 | WECC | BPAT | Bonneville Power Administration |  | 22 | RE | 1 | Electric Utility | N |  | N |  | N |  |  |  |  | PUD 1 of Snohomish County | 17470 | WA | 13
59762 | UGT Renewable Energy 13, LLC | 60022 | Oxford | 51 Federal HIll Road | Oxford | MA | 1540 | Worcester | 42.1413 | -71.8508 | NPCC | ISNE | ISO New England Inc. |  | 22 | NR | 2 | IPP Non-CHP | N |  | Y | 14-303-000 | N |  | N | X |  | Massachusetts Electric Co | 11804 | MA | 13.8 |  |  | N | [5 empty] | X | X
59766 | SR Jenkins, LLC | 60023 | SR Jenkins Ft Lupton | 16370 Hwy 52 | Ft. Lupton | CO | 80621 | Weld | 40.0814 | -104.7467 | WECC |  |  |  | 22 | NR | 2 | IPP Non-CHP | N |  | N |  | N |  |  |  |  | United Power, Inc | 19499 | CO | 12.47 |  |  | N
59764 | Waipio PV, LLC | 60024 | Waipio Solar | 94-1202 Ka Uka Blvd | Waipio | HI | 96787 | Honolulu | 21.456 | -157.982 |  | HECO | Hawaiian Electric Co Inc |  | 22 | NR | 2 | IPP Non-CHP | N |  | N |  | N |  | N |  |  | Hawaiian Electric Co Inc | 19547 | HI | 138 |  |  | N | [5 empty] | X | X
59765 | Eight Flags Energy LLC | 60025 | Eight Flags Energy | 22 Gum Street | Fernandina Beach | FL | 32034 | Nassau | 30.6608 | -81.4706 | FRCC | JEA | JEA |  | 22 | NR | 3 | IPP CHP | Y | 140185-EQ | N |  | N |  | N |  |  | Florida Public Utilities Co | 6457 | FL | 13.8 | 69 |  | N | FLORIDA PUBLIC UTILITIES |  |  |  |  | N
57081 | WGL Energy Systems, Inc | 60026 | Little Rock Pham Solar | 10100 E. Ave P | Palmdale | CA | 93591 | Los Angeles | 34.6002 | -117.9475 | WECC | LDWP | Los Angeles Department of Water and Power |  | 22 | NR | 2 | IPP Non-CHP | N |  | Y | 15-864-000 | N |  |  |  |  | Southern California Edison Co | 17609 | CA | 15 |  |  | N
58661 | Sustainable Power Group, LLC | 60027 | Adera Solar | Road 12 and Avenue 25 1/2 | Chowchilla | CA | 94105 | Madera | 37.1206 | -120.3249 | WECC | CISO | California Independent System Operator |  | 22 | NR | 2 | IPP Non-CHP | N |  | N |  | N |  | N |  |  | Pacific Gas & Electric Co | 14328 | CA | 115 |  |  | N | [5 empty] | N | N
59770 | Shorthorn Holdings, LLC | 60028 | Shorthorn Holdings | 200 McGregor Road | McColl | SC | 29570 | Marlboro | 34.6803 | -79.5407 | SERC | DUK | Duke Energy Carolinas |  | 22 | NR | 2 | IPP Non-CHP | N |  | Y | 15-898-000 | N |  |  |  |  | Duke Energy Progress - (NC) | 3046 | SC | 22.86
57365 | Consolidated Edison Solutions Inc | 60029 | CES VMT Solar | 13302 Pennsylvania Avenue | Hagerstown | MD | 21742 | Washington | 39.6809 | -77.7271 | NPCC | PJM | PJM Interconnection, LLC |  | 22 | NR | 2 | IPP Non-CHP | N |  | N |  | N |  |  |  |  | Potomac Electric Power Co | 15270 | MD | 34.5 |  |  | N
59771 | Pecan Solar LLC | 60030 | Pecan Solar | 289 Bethel Church Road | Seaboard | NC | 27876 | Northampton | 36.481 | -77.4812 | SERC | PJM | PJM Interconnection, LLC |  | 22 | NR | 2 | IPP Non-CHP | N |  | Y | 15-668-000 | N |  |  |  |  | Virginia Electric & Power Co | 19876 | NC | 115
59772 | SunE Solar XVIII Project 1, LLC | 60031 | SunE Redlands | 2220 Almond Ave | Redlands | CA | 92374 | San Bernardino | 34.0743 | -117.2436 | WECC | CISO | California Independent System Operator |  | 22 | NR | 2 | IPP Non-CHP | N |  | N |  | N |  |  |  |  | Southern California Edison Co | 17609 | CA | 120 |  |  | N
59773 | SunE Solar XVI Lessor, LLC | 60032 | SunE Rochester | 8599 Rochester Ave | Rancho Cucamonga | CA | 91730 | San Bernardino | 34.0977 | -117.5445 | WECC | CISO | California Independent System Operator |  | 22 | NR | 2 | IPP Non-CHP | N |  | N |  | N |  |  |  |  | Southern California Edison Co | 17609 | CA | 120 |  |  | N
59745 | First Solar Asset Management | 60033 | CA Flats Solar 130, LLC | 19855 E. Highway 41 | Shandon | CA | 93461 | San Luis Obispo | 35.6156 | -120.4044 | WECC | CISO | California Independent System Operator |  | 22 | NR | 2 | IPP Non-CHP | N |  | N |  | N |  | N |  |  | Pacific Gas & Electric Co | 14328 | CA | 230 |  |  | N | [5 empty] | X | X
59745 | First Solar Asset Management | 60034 | CA Flats Solar 150, LLC | 19855 E. Highway 41 | Shandon | CA | 93461 | San Luis Obispo | 35.6156 | -120.4044 | WECC | CISO | California Independent System Operator |  | 22 | NR | 2 | IPP Non-CHP | N |  | N |  | N |  |  |  |  | Pacific Gas & Electric Co | 14328 | CA | 230 |  |  | N | [5 empty] | N | X
59775 | Solar Star California XXXI, LLC | 60035 | Tequesquite Landfill Solar PV Project | Western Terminus of Tequesquit | Riverside | CA | 92501 | Riverside | 33.9782 | -117.3851 | WECC | CISO | California Independent System Operator |  | 22 | NR | 2 | IPP Non-CHP | N |  | N |  | N |  |  |  |  | Pacific Gas & Electric Co | 14328 | CA | 12 |  |  | N
58491 | Constellation Solar Holding, LLC | 60036 | CCBC-Catonsville | 800 S Rolling Road | Catonsville | MD | 21228 | Howard | 39.2525 | -76.735 | RFC | PJM | PJM Interconnection, LLC |  | 22 | NR | 2 | IPP Non-CHP | N |  | Y | 15-942-000 | N |  |  |  |  | Baltimore Gas & Electric Co | 1167 | MD | 13.2 |  |  | N | [5 empty] | N
58491 | Constellation Solar Holding, LLC | 60038 | Owens Corning Headquarters | One Owens Corning Parkway | Toledo | OH | 43659 | Lucas | 41.6447 | -83.5364 | RFC | PJM | PJM Interconnection, LLC |  | 22 | NR | 2 | IPP Non-CHP | N |  | Y | 15-1032-000 | N |  |  |  |  | The Toledo Edison Co | 18997 | OH | 0.48 |  |  | N | [5 empty] | N
59776 | Frontier Solar, LLC | 60039 | Frontier Solar LLC | 31001 Davis Road | Newman | CA | 95360 | Stanislaus | 37.3799 | -121.1307 | WECC | CISO | California Independent System Operator |  | 22 | NR | 2 | IPP Non-CHP | N |  | N |  | N |  |  |  |  | Pacific Gas & Electric Co | 14328 | CA | 60 |  |  | N
19497 | United Illuminating Co | 60040 | UI RCP New Haven Fuel Cell | 581 Connecticut Avenue | New Haven | CT | 6512 | New Haven | 41.2888 | -72.8986 | NPCC | ISNE | ISO New England Inc. | Municipality | 22 | RE | 1 | Electric Utility | N |  | N |  | N |  |  |  |  | United Illuminating Co | 19497 | CT | 13.8 |  |  | N | SOUTHERN CONNECTICUT GAS COMPANY | Algonquin Gas Transmission Company | IROQUOIS GAS TRANSMISSION SYS LP |  |  | N | N
59745 | First Solar Asset Management | 60043 | Cuyama Solar, LLC | 596 Kirschenmann Rd | Cuyama | CA | 93252 | Santa Barbara | 34.901 | -119.596 | WECC | CISO | California Independent System Operator |  | 22 | NR | 2 | IPP Non-CHP | N |  | N |  | N |  |  |  |  | Pacific Gas & Electric Co | 14328 | CA | 70 |  |  | N | [5 empty] | X | X
59777 | Buckthorn Westex, LLC | 60044 | Buckthorn Solar 1 | Texas rt. 18 | Ft. Stockton | TX | 79735 | Pecos | 30.5755 | -102.5513 | TRE | ERCO | Electric Reliability Council of Texas, Inc. |  | 22 | NR | 2 | IPP Non-CHP | N |  | N |  | N |  | N |  |  | AEP Texas North Company | 20404 | TX | 138 |  |  | N
49893 | Invenergy Services LLC | 60045 | Shoreham Solar Commons | 24 Cooper Street | Shoreham | NY | 11786 | Suffolk | 40.9344 | -72.8885 | NPCC |  |  |  | 22 | NR | 2 | IPP Non-CHP | N |  | N |  | N |  |  | X |  | Long Island Power Authority | 11171 | NY | 69 |  |  | N
58135 | Ecos Energy LLC | 60046 | Portage Solar | 462 Robbins Road | Valparaiso | IN | 46385 | Porter | 41.5611 | -87.1555 | RFC | MISO | Midcontinent Independent Transmission System Operator, Inc.. |  | 22 | NR | 2 | IPP Non-CHP | N |  | Y | 13-175-000 | N |  |  |  |  | Northern Indiana Pub Serv Co | 13756 | IN | 13.2 |  |  | N
58135 | Ecos Energy LLC | 60047 | Middlebury Solar | 54968 Lane 13 | Middlebury | IN | 46540 | Elkhart | 41.6972 | -85.6875 | RFC | MISO | Midcontinent Independent Transmission System Operator, Inc.. |  | 22 | NR | 2 | IPP Non-CHP | N |  | Y | 13-157-000 | N |  |  |  |  | Northern Indiana Pub Serv Co | 13756 | IN | 13.2 |  |  | N
59781 | TWE Chocowinity Solar | 60048 | TWE Chocowinity Solar, LLC | 154 Avery Way | Chocowinity | NC | 27817 | Beaufort | 35.5017 | -77.1056 | SERC | DUK | Duke Energy Carolinas |  | 22 | NR | 2 | IPP Non-CHP | N |  | Y | 15-293-000 | Y | QF15-293-000 |  |  |  | Duke Energy Progress - (NC) | 3046 | NC | 22.86 |  |  | N
59780 | Golden Hills Wind, LLC | 60049 | Golden Hills Wind | 17350 Patterson Pass Road | Livermone | CA | 94550 | Alameda | 37.7133 | -121.6404 | WECC | CISO | California Independent System Operator |  | 22 | NR | 2 | IPP Non-CHP | N |  | N |  | N |  |  |  |  | Pacific Gas & Electric Co | 14328 | CA | 115 |  |  | N | [5 empty] | N | N
59778 | Innovative Solar 10 | 60050 | Innovative Solar 10 | 108 Market Street | Canton | NC | 28716 | Haywood | 35.4736 | -82.8903 | SERC | DUK | Duke Energy Carolinas |  | 22 | NR | 2 | IPP Non-CHP | N |  | Y | 13-91-001 | Y | QF13-91-001 |  |  |  | Duke Energy Progress - (NC) | 3046 | NC | 22.86 |  |  | N
59782 | Innovative Solar 18, LLC | 60051 | Innovative Solar 18, LLC | 2097 Piney Mountain Church Roa | Bostic | NC | 28018 | Rutherford | 35.3782 | -81.7951 | SERC | DUK | Duke Energy Carolinas |  | 22 | NR | 2 | IPP Non-CHP | N |  | Y | 13-408-001 | Y | QF13-408-001 |  |  |  | Duke Energy Carolinas, LLC | 5416 | NC | 22.86 |  |  | N
59783 | Innovative Solar 26, LLC | 60052 | Innovative Solar 26, LLC | 9400 Neuville Avenue | Hildebran | NC | 28637 | Burke | 35.7097 | -81.4133 | SERC | DUK | Duke Energy Carolinas |  | 22 | NR | 2 | IPP Non-CHP | N |  | Y | 14-130-001 | Y | 14-130-001 |  |  |  | Duke Energy Carolinas, LLC | 5416 | NC | 22.86 |  |  | N
59784 | Innovative Solar 63, LLC | 60053 | Innovative Solar 63, LLC | 3059 Glenfield Road | Snow Hill | NC | 28580 | Greene | 35.3917 | -77.6204 | SERC | DUK | Duke Energy Carolinas |  | 22 | NR | 2 | IPP Non-CHP | N |  | Y | 14-648-000 | Y | 14-648-000 |  |  |  | Duke Energy Progress - (NC) | 3046 | NC | 22.86 |  |  | N
19497 | United Illuminating Co | 60054 | UI RCP Bridgeport Seaside | 7 Barnum Dyke Road | Bridgeport | CT | 6604 | Fairfield | 41.1576 | -73.2081 | NPCC | ISNE | ISO New England Inc. | Municipality | 22 | RE | 1 | Electric Utility | N |  | N |  | N |  |  |  |  | United Illuminating Co | 19497 | CT | 13.8 |  |  | N | SOUTHERN CONNECTICUT GAS COMPANY | Algonquin Gas Transmission Company | IROQUOIS GAS TRANSMISSION SYS LP |  |  | N | N
59787 | Innovative Solar 16 | 60055 | Innovative Solar 16 | 3364 Ridge Road | Hendersonville | NC | 28792 | Henderson | 35.3639 | -82.35 | SERC | DUK | Duke Energy Carolinas |  | 22 | NR | 2 | IPP Non-CHP | N |  | Y | 13-407-001 | Y | 13-407-001 |  |  |  | Duke Energy Carolinas, LLC | 5416 | NC | 22.86 |  |  | N
59785 | Syncarpha Palmer, LLC | 60056 | Syncarpha Palmer, LLC | 311 Emery Street | Palmer | MA | 1069 | Hampden | 42.2228 | -72.3095 | NPCC | ISNE | ISO New England Inc. |  | 22 | NR | 2 | IPP Non-CHP | N |  | N |  | N |  | N |  |  | Massachusetts Electric Co | 11804 | MA | 13.2 |  |  | N
59788 | Steel Bridge Solar. LLC | 60057 | Steel Bridge Solar, LLC | 9225 Steel Bridge Road | Sheridan | OR | 97378 | Polk | 45.068 | -123.47 | WECC | PGE | Portland General Electric Company |  | 22 | NR | 2 | IPP Non-CHP | N |  | Y | 14-120-001 | N |  | N |  |  | Portland General Electric Co | 15248 | OR | 12.47 |  |  | N | [5 empty] | N | N
59790 | River Bend Solar, LLC | 60058 | River Bend Solar, LLC | 1099 Co Rd 62 | Florence | AL | 35633 | Lauderdale | 34.8315 | -87.8422 | SERC | TVA | Tennessee Valley Authority |  | 22 | NR | 2 | IPP Non-CHP | N |  | N |  | N |  |  |  |  | Tennessee Valley Authority | 18642 | AL | 161 |  |  | N
59792 | Los Vientos Windpower V, LLC | 60059 | Los Vientos V Wind Power | 222 FM 490 | Rio Grande City | TX | 78582 | Starr | 26.4117 | -98.5716 | TRE | ERCO | Electric Reliability Council of Texas, Inc. |  | 22 | NR | 2 | IPP Non-CHP | N |  | N |  | N |  |  |  |  | AEP Texas Central Company | 3278 | TX | 138 |  |  | N
59791 | Lindberg Field Solar I LLC | 60060 | Lindberg FIeld Solar | 3835 North Harbor Dr | San Diego | CA | 92101 | San Diego | 32.7292 | -117.2077 | WECC | CISO | California Independent System Operator |  | 22 | NR | 2 | IPP Non-CHP | N |  | Y | 15-889-000 | N |  | N |  |  | San Diego Gas & Electric Co | 16609 | CA | 12 |  |  | N | [5 empty] | N | X
6452 | Florida Power & Light Co | 60061 | Citrus Solar Energy Center | 4051 Karson Street | Arcadia | FL | 34266 | DeSoto | 27.3209 | -81.8069 | FRCC | FPL | Florida Power & Light Company |  | 22 | RE | 1 | Electric Utility | N |  | N |  | N |  |  |  |  | Florida Power & Light Co | 6452 | FL | 230 |  |  | N
59789 | Avalon Solar Partners II, LLC | 60062 | Avalon Solar II | 909 E Pima Mine Road | Sahuarita | AZ | 85629 | Pima | 32.0009 | -110.9584 | WECC | TEPC | Tucson Electric Power Company |  | 22 | NR | 2 | IPP Non-CHP | N |  | N |  | N |  |  |  |  | Tucson Electric Power Co | 24211 | AZ | 46 |  |  | N
59802 | Live Oak Solar, LLC | 60063 | Live Oak Solar, LLC | 5701 Hope Valley Circle | Metter | GA | 30439 | Candler | 32.4238 | -82.1028 | SERC | SOCO | Southern Company Services, Inc. - Trans |  | 22 | NR | 2 | IPP Non-CHP | N |  | N |  | N |  | N | X |  | Georgia Power Co | 7140 | GA | 115 |  |  | N | [5 empty] | X | X
59803 | White Pine Solar, LLC | 60064 | White Pine Solar, LLC | 255 Fountain Road | Butler | GA | 31006 | Taylor | 32.506 | -84.257 | SERC | SOCO | Southern Company Services, Inc. - Trans |  | 22 | NR | 2 | IPP Non-CHP | N |  | N |  | N |  |  |  |  | Georgia Power Co | 7140 | GA | 230 |  |  | N
59804 | Federal Road Solar 1, LLC | 60065 | Federal Road Solar 1, LLC | 260 Federal Road | South Carver | MA | 2330 | Plymouth | 41.8069 | -70.7257 | NPCC | ISNE | ISO New England Inc. |  | 22 | NR | 2 | IPP Non-CHP | N |  | N |  | N |  |  |  |  | NSTAR Electric Company | 54913 | MA | 22.8 |  |  | N
59365 | Capital Power Corporation | 60066 | Garrison Butte Wind, LLC | Intersection of 51st Ave and 3 | Hazen | ND | 58545 | Mercer | 47.4532 | -101.6487 | MRO | MISO | Midcontinent Independent Transmission System Operator, Inc.. |  | 22 | NR | 2 | IPP Non-CHP | N |  | N |  | N |  | N |  |  | Great River Energy | 7570 |  | 115
59805 | BWC Swan Pond River, LLC | 60067 | BWC Swan Pond River | 60 Martin Street | Rehoboth | MA | 2769 | Bristol | 41.7956 | -71.2266 | NPCC | ISNE | ISO New England Inc. |  | 22 | NR | 2 | IPP Non-CHP | N |  | N |  | N |  |  |  |  | Massachusetts Electric Co | 11804 | MA | 13.2 |  |  | N
59806 | Grand View PV Solar Two, LLC | 60068 | Grand View Solar Two | 325 S Frederick Road | Grand View | ID | 83624 | Elmore | 42.9896 | -116.0934 | WECC | IPCO | Idaho Power Company |  | 22 | NR | 2 | IPP Non-CHP | N |  | N |  | N |  |  |  |  | Idaho Power Co | 9191 | ID | 138 |  |  | N
59817 | Cedar Bluff Wind, LLC | 60069 | Cedar Bluff Wind, LLC | 28193 State Hwy 147 | Brownwell | KS | 67521 | Ness | 38.6976 | -99.7293 | SPP | SWPP | Southwest Power Pool |  | 22 | NR | 2 | IPP Non-CHP | N |  | N |  | N |  | N |  |  | Midwest Energy Inc | 12524 | KS | 230 |  |  | N | [5 empty] | X | X
59365 | Capital Power Corporation | 60070 | Nolin Hills Wind, LLC | N/A | Pendleton | OR | 97801 | Umatilla | 45.5545 | -119.1143 | WECC | BPAT | Bonneville Power Administration |  | 22 | NR | 2 | IPP Non-CHP | N |  | N |  | N |  | N |  |  | Bonneville Power Administration | 1738 | OR | 230
6455 | Duke Energy Florida, LLC | 60071 | Perry Solar Facility | 1690 Green Street East | Perry | FL | 32347 | Taylor | 30.1193 | -83.5601 | FRCC | FPC | Progress Energy Florida |  | 22 | RE | 1 | Electric Utility | N |  | N |  | N |  | N | X |  | Duke Energy Florida, Inc | 6455 | FL | 12.47 |  |  | N | [5 empty] | X | X
59825 | Neisler Street Solar I, LLC | 60072 | Neisler Street Solar | 412 Neisler Street | Shelby | NC | 28152 | Cleveland | 35.2898 | -81.5689 | SERC | DUK | Duke Energy Carolinas |  | 22 | NR | 2 | IPP Non-CHP | N |  | N |  | N |  | N |  |  | Duke Energy Carolinas, LLC | 5416 | NC | 12.47 |  |  | N
59822 | Syncarpha Massachusetts, LLC | 60073 | Leominster | Industrial Road | Leominster | MA | 1453 | Worcester | 42.5616 | -71.7554 | NPCC | ISNE | ISO New England Inc. |  | 22 | NR | 2 | IPP Non-CHP | N |  | N |  | N |  | N |  |  | Massachusetts Electric Co | 11804 | MA | 13.8 |  |  | N
59823 | Syncarpha North Adams, LLC | 60074 | North Adams Landfill | 151 E Street | North Adams | MA | 1247 | Berkshire | 42.6691 | -73.092 | NPCC | ISNE | ISO New England Inc. |  | 22 | NR | 2 | IPP Non-CHP | N |  | N |  | N |  | N |  |  | Massachusetts Electric Co | 11804 | MA | 13.8 |  |  | N
59824 | Fisher Road Solar I, LLC | 60075 | Fisher Road Solar | 756 Fisher Road | Dartmouth | MA | 2747 | Bristol | 41.5933 | -71.0181 | NPCC | ISNE | ISO New England Inc. |  | 22 | NR | 2 | IPP Non-CHP | N |  | N |  | N |  | N |  |  | NSTAR Electric Company | 54913 | MA | 13.2 |  |  | N
59826 | Syncarpha Bondsville, LLC | 60076 | Palmer Landfill | 181 Emery Street | Palmer | MA | 1069 | Hampden | 42.2166 | -72.3155 | NPCC | ISNE | ISO New England Inc. |  | 22 | NR | 2 | IPP Non-CHP | N |  | N |  | N |  | N |  |  | Massachusetts Electric Co | 11804 | MA | 13.2 |  |  | N
56769 | Consolidated Edison Development Inc. | 60077 | CED Avenal | 120 E Laneva Blvd | Avenal | CA | 93204 | Kings | 35.9963 | -120.1515 | WECC | CISO | California Independent System Operator |  | 22 | NR | 2 | IPP Non-CHP | N |  | N |  | N |  |  |  |  | Pacific Gas & Electric Co | 14328 | CA | 20.78 |  |  | N
56769 | Consolidated Edison Development Inc. | 60078 | CED Ducor 1 | 22389 Ave 32 | Ducor | CA | 93218 | Tulare | 35.8563 | -119.0684 | WECC | CISO | California Independent System Operator |  | 22 | NR | 2 | IPP Non-CHP | N |  | N |  | N |  |  |  |  | Southern California Edison Co | 17609 | CA | 66 |  |  | N
56769 | Consolidated Edison Development Inc. | 60079 | CED Ducor 2 | 22493 Ave 32 | Ducor | CA | 93218 | Tulare | 35.8442 | -119.0681 | WECC | CISO | California Independent System Operator |  | 22 | NR | 2 | IPP Non-CHP | N |  | N |  | N |  |  |  |  | Southern California Edison Co | 17609 | CA | 66 |  |  | N
56769 | Consolidated Edison Development Inc. | 60080 | CED Ducor 3 | 22917 Ave 32 | Ducor | CA | 93218 | Tulare | 35.8454 | -119.057 | WECC | CISO | California Independent System Operator |  | 22 | NR | 2 | IPP Non-CHP | N |  | N |  | N |  |  |  |  | Southern California Edison Co | 17609 | CA | 66 |  |  | N
56769 | Consolidated Edison Development Inc. | 60081 | CED Ducor 4 | 3240 Road 240 | Ducor | CA | 93218 | Tulare | 35.8504 | -119.027 | WECC | CISO | California Independent System Operator |  | 22 | NR | 2 | IPP Non-CHP | N |  | N |  | N |  |  |  |  | Southern California Edison Co | 17609 | CA | 66 |  |  | N
59831 | White Oak Solar, LLC | 60082 | White Oak Solar, LLC | 805 Rocky Creek Church Road | Waynesboro | GA | 30830 | Burke | 33.0368 | -82.1113 | SERC | SOCO | Southern Company Services, Inc. - Trans |  | 22 | NR | 2 | IPP Non-CHP | N |  | N |  | N |  |  |  |  | Georgia Power Co | 7140 | GA | 230 |  |  | N
20323 | Wellhead Services Inc | 60083 | Fresno Solar | 8105 South Lassen Ave | San Joaquin | CA | 93660 | Fresno | 36.6168 | -120.1051 | WECC | CISO | California Independent System Operator |  | 22 | NR | 2 | IPP Non-CHP | N |  | N |  | Y | EG00-32, ER00-2392 |  |  |  | Pacific Gas & Electric Co | 14328 | CA | 12 |  |  | N | [5 empty] | X | X
59833 | PCA-Valdosta Mill | 60084 | PCA-Valdosta Mill | 5495 Clyattville-Lake Park Roa | Valdosta | GA | 31601 | Lowndes | 30.6944 | -83.3031 | SERC | SOCO | Southern Company Services, Inc. - Trans | Floridan Aquifer | 32213 | NR | 7 | Industrial CHP | N |  | N |  | N |  | N |  |  | Georgia Power Co | 7140 | GA | 69 |  |  | N | ATLANTA GAS LT CO |  |  |  |  | N | N
60947 | Tesla Inc. | 60085 | AVS Lancaster 1 | 8780 East Ave F | Lancaster | CA | 93535 | Los Angeles | 34.7489 | -117.9736 | WECC | CISO | California Independent System Operator |  | 22 | NR | 2 | IPP Non-CHP | N |  | N |  | N |  | N |  |  | Southern California Edison Co | 17609 | CA | 1 |  |  | N
60947 | Tesla Inc. | 60086 | US-TOPCO (Soccer Center) | 2301 East Avenue L | Lancaster | CA | 93535 | Los Angeles | 34.6607 | -118.0812 | WECC | CISO | California Independent System Operator |  | 22 | NR | 2 | IPP Non-CHP | N |  | N |  | N |  |  |  |  | Southern California Edison Co | 17609 | CA | 1 |  |  | N
60453 | Novatus Energy | 60087 | South Plains II | County Rd. 129 | Lockney | TX | 79241 | Floyd | 34.197 | -101.3815 | TRE | ERCO | Electric Reliability Council of Texas, Inc. |  | 22 | NR | 2 | IPP Non-CHP | N |  | N |  | Y | 16-52 | N | X |  | Sharyland Utilities LP | 17008 | TX | 345 |  |  | N | [5 empty] | N | X
59839 | Sunflower Wind Project | 60088 | Sunflower Wind Project | 7695 40th Street | Hebron | ND | 58638 | Morton | 46.8376 | -102.0746 | MRO | WACM | Western Area Power Administration - Rocky Mountain Region |  | 22 | NR | 2 | IPP Non-CHP | N |  | N |  | Y | 16-148 | N | X |  | Basin Electric Power Coop | 1307 | ND | 230 |  |  | N | [5 empty] | N | X
59838 | SunE DB27, LLC | 60089 | Elkton Solar | 205 W. Pulaski Highway | Elkton | MD | 21921 | Cecil | 39.6035 | -75.8362 | RFC | PJM | PJM Interconnection, LLC |  | 22 | NR | 2 | IPP Non-CHP | N |  | Y | 16-93-000 | N |  |  |  |  | Delmarva Power | 5027 | MD | 33.26 |  |  | N
59840 | Wallace Solar 2 LLC | 60090 | Wallace Solar 2 | 911 NW Railroad Street | Wallace | NC | 28466 | Duplin | 34.743 | -78.005 | SERC | PJM | PJM Interconnection, LLC |  | 22 | NR | 2 | IPP Non-CHP | N |  | Y | 15-128-000 | N |  |  |  |  | Duke Energy Progress - (NC) | 3046 | NC | 23
59745 | First Solar Asset Management | 60091 | Kingbird B Solar, LLC | 301 170th Street W | Rosamond | CA | 93560 | Kern | 34.8242 | -118.4385 | WECC | CISO | California Independent System Operator |  | 22 | NR | 2 | IPP Non-CHP | N |  | N |  | N |  | N |  |  | Southern California Edison Co | 17609 | CA | 230 |  |  | N
59843 | Blythe Solar II, LLC | 60092 | Blythe Solar II, LLC | 4000 Dracker Drive | Blythe | CA | 92225 | Riverside | 33.68 | -114.73 | WECC | CA | California Independent System Operator | Dry Cooling | 22 | NR | 2 | IPP Non-CHP | N |  | N |  | N |  | N | X |  | Southern California Edison Co | 17609 | CA | 220 |  |  | N
59842 | Blythe Solar 110, LLC | 60093 | Blythe Solar 110, LLC | 4000 Dracker Drive | Blythe | CA | 92225 | Riverside | 33.68 | -114.742 | WECC | CA | California Independent System Operator | Dry Cooling | 22 | NR | 2 | IPP Non-CHP | N |  | N |  | N |  | N | X |  | Southern California Edison Co | 17609 | CA | 220 |  |  | N
59844 | Blythe Solar III, LLC | 60094 | Blythe Solar III, LLC | 4000 Dracker Drive | Blythe | CA | 92225 | Riverside | 33.656 | -114.742 | WECC | CA | California Independent System Operator | Dry Cooling | 22 | NR | 2 | IPP Non-CHP | N |  | N |  | N |  | N | X |  | Southern California Edison Co | 17609 | CA | 220
59845 | Blythe Solar IV, LLC | 60095 | Blythe Solar IV, LLC | 4000 Dracker Drive | Blythe | CA | 92225 | Riverside | 33.682 | -114.768 | WECC | CA | California Independent System Operator | Dry Cooling | 22 | NR | 2 | IPP Non-CHP | N |  | N |  | N |  | N | X |  | Southern California Edison Co | 17609 | CA | 220
60947 | Tesla Inc. | 60096 | Town of Chestertown- Chestertown WWTP | 25792 John Hanson Rd | Chestertown | MD | 21620 | Kent | 39.1995 | -76.0767 | RFC | PJM | PJM Interconnection, LLC |  | 22 | NR | 2 | IPP Non-CHP | N |  | N |  | N |  |  |  |  | Delmarva Power | 5027 | DE | 0.48 |  |  | N
60947 | Tesla Inc. | 60097 | Onondaga County - Metro Water Board | 4170 Route 31 | Clay | NY | 13041 | Onondaga | 43.1838 | -76.2241 | NPCC | NYIS | New York Independent System Operator |  | 22 | NR | 2 | IPP Non-CHP | N |  | N |  | N |  |  |  |  | Niagara Mohawk Power Corp. | 13573 | NY | 0.48 |  |  | N
60947 | Tesla Inc. | 60098 | Onondaga County - Oak Orchard WWTP | Oak Orchard Road | Clay | NY | 13041 | Onondaga | 43.1727 | -76.1301 | NPCC | NYIS | New York Independent System Operator |  | 22 | NR | 2 | IPP Non-CHP | N |  | N |  | N |  |  |  |  | Niagara Mohawk Power Corp. | 13573 | NY | 0.48 |  |  | N
60947 | Tesla Inc. | 60099 | Hewlett-Packard (HP) - Andover, MA | 165 Dascomb Rd | Andover | MA | 1810 | Essex | 42.6247 | -71.1829 | NPCC | ISNE | ISO New England Inc. |  | 22 | NR | 2 | IPP Non-CHP | N |  | N |  | N |  |  |  |  | Massachusetts Electric Co | 11804 | MA | 0.48 |  |  | N
59849 | Dinuba Energy | 60100 | Dinuba Energy | 6929 Ave 430 | Reedley | CA | 93654 | Tulare | 36.5715 | -119.4192 | WECC | CISO | California Independent System Operator | wells | 22 | NR | 2 | IPP Non-CHP | N |  | Y | 25C007 | N |  | Y | N | OP | Pacific Gas & Electric Co | 14328 | CA | 70 |  |  | N | SOUTHERN CALIFORNIA GAS COMPANY |  |  |  |  | N | N
59462 | Heelstone Energy Holdings, LLC | 60101 | Shelby Randolph Road Solar 1, LLC | 2160 Randolph Road | Shelby | NC | 28150 | Cleveland | 35.3092 | -81.5884 | SERC | DUK | Duke Energy Carolinas |  | 22 | NR | 2 | IPP Non-CHP | N |  | Y | 13-132-001 | N |  |  | X |  | Duke Energy Carolinas, LLC | 5416 | NC | 12.47 |  |  | N | [5 empty] | X | X
59876 | Lorin Industries | 60102 | Lorin Industries | 1960 Roberts St | Muskegon | MI | 49442 | Muskegon | 43.2166 | -86.2144 | RFC | MISO | Midcontinent Independent Transmission System Operator, Inc.. |  | 332 | NR | 7 | Industrial CHP | N |  | N |  | N |  | N |  |  | ITC Transmission | 56068 | MI | 12.47 |  |  | N |  | None |  |  |  | N
59882 | Javelina Wind Energy, LLC | 60104 | Javelina Wind Energy, LLC | 5429 Vaquillas Road | Mirando City | TX | 78369 | Webb | 27.32 | -99 | TRE | ERCO | Electric Reliability Council of Texas, Inc. |  | 22 | NR | 2 | IPP Non-CHP | N |  | N |  | N |  | N |  |  | Electric Transmission Texas LLC | 50174 | TX | 345 |  |  | N
59462 | Heelstone Energy Holdings, LLC | 60105 | Lafayette Solar I, LLC | 2239 S. Lafayette Street | Shelby | NC | 28150 | Cleveland | 35.2324 | -81.5642 | SERC | DUK | Duke Energy Carolinas |  | 22 | NR | 2 | IPP Non-CHP | N |  | Y | 13-553-000 | N |  |  | X |  | Duke Energy Carolinas, LLC | 5416 | NC | 12.47 |  |  | N | [5 empty] | X | X
59462 | Heelstone Energy Holdings, LLC | 60106 | Rockingham Solar, LLC | 181 Beaver Dam Church Road | Marston | NC | 28363 | Richmond | 34.9807 | -79.6037 | SERC | DUK | Duke Energy Carolinas |  | 22 | NR | 2 | IPP Non-CHP | N |  | Y | 14-627-001 | N |  |  | X |  | Duke Energy Progress - (NC) | 3046 | NC | 23 |  |  | N | [5 empty] | X | X
59462 | Heelstone Energy Holdings, LLC | 60107 | York Road Solar I, LLC | 929 York Road | Kings Mountain | NC | 28086 | Cleveland | 35.2222 | -81.3337 | SERC | DUK | Duke Energy Carolinas |  | 22 | NR | 2 | IPP Non-CHP | N |  | Y | 13-508-000 | N |  |  | X |  | Duke Energy Carolinas, LLC | 5416 | NC | 12.47 |  |  | N | [5 empty] | X | X
59462 | Heelstone Energy Holdings, LLC | 60108 | SID Solar I, LLC | 1017 Industry Drive | Shelby | NC | 28152 | Cleveland | 35.2586 | -81.5056 | SERC | DUK | Duke Energy Carolinas |  | 22 | NR | 2 | IPP Non-CHP | N |  | Y | 13-552-000 | N |  |  | X |  | Duke Energy Carolinas, LLC | 5416 | NC | 12.47 |  |  | N | [5 empty] | X | X
59885 | UIL Distributed Resources, LLC | 60109 | UDR Glastonbury Fuel Cell | 1835 Hebron Avenue | Glastonbury | CT | 6033 | Hartford | 41.717 | -72.5361 | NPCC | ISNE | ISO New England Inc. | Municipality | 22 | NR | 2 | IPP Non-CHP | N |  | N |  | N |  |  |  |  | Eversource | 59497 | CT | 23 |  |  | N | CONNECTICUT NAT GAS CORP | Algonquin Gas Transmission Company |  |  |  | N | N
60947 | Tesla Inc. | 60110 | Town of Needham VNEM | 1407 Central Avenue | Needham | MA | 2192 | Norfolk | 42.2767 | -71.2594 | NPCC | ISNE | ISO New England Inc. |  | 22 | NR | 2 | IPP Non-CHP | N |  | N |  | N |  |  |  |  | Eversource | 59497 | CT | 1 |  |  | N
60947 | Tesla Inc. | 60111 | Williamsburg Solar LLC VNEM | 67 Main Street | Haydenville | MA | 1039 | Hampshire | 42.3871 | -72.7134 | NPCC | ISNE | ISO New England Inc. |  | 22 | NR | 2 | IPP Non-CHP | N |  | N |  | N |  |  |  |  | Massachusetts Electric Co | 11804 | MA | 0.48 |  |  | N
60947 | Tesla Inc. | 60112 | Oregon Convention Center | 777 NE MLK Jr. Blvd | Portland | OR | 97232 | Multnomah | 45.5285 | -122.6632 | WECC | PACW | PacifiCorp - West |  | 22 | NR | 2 | IPP Non-CHP | N |  | N |  | N |  |  |  |  | Pacific Power & Light Co | 14356 | OR | 0.48 |  |  | N
60947 | Tesla Inc. | 60113 | Jackson Board of Education-Liberty HS | 125 N Hope Chapel Rd | Jackson | NJ | 8527 | Ocean | 40.0927 | -74.262 | RFC | PJM | PJM Interconnection, LLC |  | 22 | NR | 2 | IPP Non-CHP | N |  | N |  | N |  |  |  |  | Jersey Central Power & Lt Co | 9726 | OH | 0.48 |  |  | N
60947 | Tesla Inc. | 60114 | Oneida County- DPW | 6000 Airport Rd | Oriskany | NY | 13424 | Oneida | 43.1508 | -75.3713 | NPCC | ISNE | ISO New England Inc. |  | 22 | NR | 2 | IPP Non-CHP | N |  | N |  | N |  |  |  |  | Niagara Mohawk Power Corp. | 13573 | NY | 0.48 |  |  | N
60947 | Tesla Inc. | 60115 | Town of Halfmoon | 8 Brookwood Road | Waterford | NY | 12188 | Saratoga | 42.835 | -73.6757 | NPCC | ISNE | ISO New England Inc. |  | 22 | NR | 2 | IPP Non-CHP | N |  | N |  | N |  |  |  |  | Niagara Mohawk Power Corp. | 13573 | NY | 0.48 |  |  | N
60947 | Tesla Inc. | 60116 | BJ's Wholesale Club, Inc- Uxbridge | 869 Quaker Hwy | Uxbridge | MA | 1569 | Worcester | 42.0197 | -71.6041 | NPCC | ISNE | ISO New England Inc. |  | 22 | NR | 2 | IPP Non-CHP | N |  | N |  | N |  |  |  |  | Massachusetts Electric Co | 11804 | MA | 0.48 |  |  | N
4254 | Consumers Energy Co | 60117 | Western Michigan Solar Gardens | Engineering Dr | Kalamazoo | MI | 49008 | Kalamazoo | 42.2525 | -85.6427 | RFC | MISO | Midcontinent Independent Transmission System Operator, Inc.. |  | 22 | RE | 1 | Electric Utility | N |  | N |  | N |  |  |  |  | Consumers Energy Co | 4254 | MI | 14.4 |  |  | N
4254 | Consumers Energy Co | 60118 | Grand Valley Solar Gardens | 10136 48th Ave | Allendale | MI | 49401 | Ottawa | 42.9531 | -85.9012 | RFC | MISO | Midcontinent Independent Transmission System Operator, Inc.. |  | 22 | RE | 1 | Electric Utility | N |  | N |  | N |  |  |  |  | Consumers Energy Co | 4254 | MI | 12.47 |  |  | N
59893 | Northern Water Hydropower Enterprise | 60119 | Granby Hydro | 1550 County Road 627 | Granby | CO | 80446 | Grand | 40.1464 | -105.8683 | WECC | PSCO | Public Service Company of Colorado | Lake Granby Reservoir | 22131 | NR | 4 | Commercial Non-CHP | N |  | N |  | N |  |  |  |  | Mountain Parks Electric, Inc | 13050 | CO | 25.6 |  |  | N
59892 | UCI Fuel Cell, LLC | 60120 | UCI Fuel Cell | 101 The City Drive South | Orange | CA | 92868 | Orange | 33.788 | -117.8901 | WECC | CISO | California Independent System Operator | NA | 22 | NR | 3 | IPP CHP | Y | 16-238-000 | N |  | N |  | N |  |  | Southern California Edison Co | 17609 | CA | 12.6 |  |  | N | SOUTHERN CALIFORNIA GAS COMPANY |  |  |  |  | N
59894 | HCE Johnston I, LLC | 60121 | HCE Johnston I, LLC | 13923 NC Hwy 50 N | Willow Springs | NC | 27592 | Johnston | 35.56 | -78.5945 | SERC | DUK | Duke Energy Carolinas |  | 22 | NR | 2 | IPP Non-CHP | N |  | N |  | N |  |  |  |  | Duke Energy Carolinas, LLC | 5416 | NC | 23 |  |  | N
6035 | Exelon Power | 60122 | Colorado Bend II | 4023 South State Highway 60 | Wharton | TX | 77488 | Wharton | 29.2894 | -96.0654 | TRE | ERCO | Electric Reliability Council of Texas, Inc. | Wells | 22 | NR | 2 | IPP Non-CHP | N |  | N |  | Y | pending | N |  |  | CenterPoint Energy | 8901 | TX | 345 |  |  | N |  | GULF SOUTH PIPELINE COMPANY LP |  |  |  | N | X
56769 | Consolidated Edison Development Inc. | 60123 | Castle Gap Solar | 5291 US HWY 385 South | McCarney | TX | 79752 | Upton | 31.255 | -102.272 | TRE | ERCO | Electric Reliability Council of Texas, Inc. |  | 22 | NR | 2 | IPP Non-CHP | N |  | N |  | N |  |  |  |  | Lower Colorado River Authority | 11269 |  | 138
60972 | NRG DG Lakeland LLC | 60124 | Goldfinch | 4747 Medulla Rd | Lakeland | FL | 33811 | Polk | 27.9821 | -82.042 | FRCC | FMPP | Florida Municipal Power Pool |  | 22 | NR | 2 | IPP Non-CHP | N |  | Y | 15-103-100 | N |  |  |  |  | City of Lakeland - (FL) | 10623 | FL | 12.47 |  |  | N
59898 | Kawailoa Solar, LLC | 60125 | Kawailoa Solar | 61-488 Kamehameha Hwy | Haleiwa | HI | 96712 | Honolulu | 21.624 | -158.055 |  | HECO | Hawaiian Electric Co Inc |  | 22 | NR | 2 | IPP Non-CHP | N |  | N |  | N |  | N | X |  | Hawaii Electric Light Co Inc | 8287 | HI |  |  |  | N | [5 empty] | X | X
59899 | OEE XVII, LLC | 60126 | Harpster Wind | 18898 Township Highway 125 | Harpster | OH | 43323 | Wyandot | 40.7183 | -83.2287 | RFC | PJM | PJM Interconnection, LLC |  | 486 | NR | 4 | Commercial Non-CHP | N |  | N |  | N |  |  |  |  | Ohio Power Co | 14006 | OH | 4.1 |  |  | N
58468 | Dominion Renewable Energy | 60127 | Eastern Shore Solar, LLC | 28495 Withams Road | Oak Hall | VA | 23416 | Accomack | 37.9439 | -75.5696 | RFC | PJM | PJM Interconnection, LLC |  | 22 | NR | 2 | IPP Non-CHP | N |  | N |  | N |  | N |  |  | Delmarva Power | 5027 | MD | 138 |  |  | N
59905 | OEE XIX, LLC | 60128 | Zephyr Wind | 12385 Township Road 215 | Findlay | OH | 45840 | Hancock | 41.0961 | -83.6414 | RFC | PJM | PJM Interconnection, LLC |  | 332 | NR | 6 | Industrial Non-CHP | N |  | N |  | N |  |  |  |  | Ohio Power Co | 14006 | OH | 34.5 |  |  | N
59462 | Heelstone Energy Holdings, LLC | 60129 | Red Toad 1425 A Powatan Road, LLC | 1425 A Powhatan Road | Clayton | NC | 27520 | Johnston | 35.6042 | -78.3709 | SERC | DUK | Duke Energy Carolinas |  | 22 | NR | 2 | IPP Non-CHP | N |  | Y | 15-116-000 | N |  |  | X |  | Duke Energy Progress - (NC) | 3046 | NC | 12.47 |  |  | N | [5 empty] | X | X
5199 | Devon Energy Production Co | 60130 | Big Sand Draw Plant | 149 Sand Draw Road | Riverton | WY | 82501 | Fremont | 42.7527 | -108.1697 | WECC | WACM | Western Area Power Administration - Rocky Mountain Region |  | 211 | NR | 6 | Industrial Non-CHP | N |  | N |  | N |  | N |  |  | High Plains Power Inc | 8566 | WY | 24.9 |  |  | N | Other - See pipeline notes. | Other - Please explain in pipeline notes below. |  |  | This is a field production facility served by Lost Creek Gathering Company, L.L.C. | N | X
59462 | Heelstone Energy Holdings, LLC | 60131 | Durham Solar | 2418 Cheek Road | Durham | NC | 27704 | Durham | 36.0049 | -78.8485 | SERC | DUK | Duke Energy Carolinas |  | 22 | NR | 2 | IPP Non-CHP | N |  | Y | 15-433 | N |  |  | X |  | Duke Energy Carolinas, LLC | 5416 | NC | 12.47 |  |  | N | [5 empty] | X | X
58720 | Enbridge | 60132 | New Creek Wind | TBD | Scherr | WV | 26833 | Grant | 39.2006 | -79.1406 | RFC | PJM | PJM Interconnection, LLC |  | 22 | NR | 2 | IPP Non-CHP | N |  | N |  | N |  | N |  |  | Virginia Electric & Power Co | 19876 | VA | 500 |  |  | N
59462 | Heelstone Energy Holdings, LLC | 60133 | Morgan Farm, LLC | 4355 NC 56 Highway | Louisburg | NC | 27549 | Franklin | 36.0956 | -78.152 | SERC | DUK | Duke Energy Carolinas |  | 22 | NR | 2 | IPP Non-CHP | N |  | Y | 14-538-001 | N |  |  | X |  | Duke Energy Progress - (NC) | 3046 | NC | 23 |  |  | N | [5 empty] | X | X
59462 | Heelstone Energy Holdings, LLC | 60134 | Nashville Farms, LLC | 3615 Becton Road | Nashville | NC | 27856 | Nash | 36.0344 | -78.0106 | SERC | DUK | Duke Energy Carolinas |  | 22 | NR | 2 | IPP Non-CHP | N |  | Y | 12-368-003 | N |  |  | X |  | Duke Energy Progress - (NC) | 3046 | NC | 23 |  |  | N | [5 empty] | X | X
59462 | Heelstone Energy Holdings, LLC | 60135 | Cedar Solar, LLC | 1194 S. NC 41/111 Hwy | Beaulaville | NC | 28518 | Duplin | 34.9158 | -77.7757 | SERC | DUK | Duke Energy Carolinas |  | 22 | NR | 2 | IPP Non-CHP | N |  | Y | 14-221-001 | N |  |  | X |  | Duke Energy Progress - (NC) | 3046 | NC | 23 |  |  | N | [5 empty] | X | X
59462 | Heelstone Energy Holdings, LLC | 60136 | Elm Solar, LLC | 1399 Fire Tower Road | Sanford | NC | 27330 | Lee | 35.4538 | -79.1895 | SERC | DUK | Duke Energy Carolinas |  | 22 | NR | 2 | IPP Non-CHP | N |  | Y | 14-548-002 | N |  |  | X |  | Duke Energy Progress - (NC) | 3046 | NC | 23 |  |  | N | [5 empty] | X | X
5580 | East Kentucky Power Coop, Inc | 60137 | Glasgow LFGTE | 405 Glenn Garry Road | Glasgow | KY | 42141 | Barren | 36.9874 | -85.9575 | SERC | PJM | PJM Interconnection, LLC |  | 22 | RE | 1 | Electric Utility | N |  | N |  | N |  |  |  |  | East Kentucky Power Coop, Inc | 5580 |  | 14 |  |  | N | [5 empty] | N
6455 | Duke Energy Florida, LLC | 60138 | Citrus County Combined Cycle Plant | 14385 N. Access Road | Crystal River | FL | 34428 | Citrus | 28.9674 | -82.6779 | FRCC | FPC | Progress Energy Florida | Gulf of Mexico | 22 | RE | 1 | Electric Utility | N |  | N |  | N |  | N | X |  | Duke Energy Florida, Inc | 6455 | FL | 500 | 230 |  | N | [5 empty] | N | N
58658 | Sunlight Partners | 60139 | Alexis Solar | 3400 US 258 HWY | Kinston | NC | 28504 | Lenoir | 35.3279 | -77.6609 | SERC | DUK | Duke Energy Carolinas |  | 22 | NR | 2 | IPP Non-CHP | N |  | Y | 15-331-000 | N |  |  |  |  | Duke Energy Progress - (NC) | 3046 | NC
58658 | Sunlight Partners | 60140 | Brooke Solar | 399 Julian Smith Rd | Henderson | NC | 27537 | Vance | 36.2443 | -78.3772 | SERC | DUK | Duke Energy Carolinas |  | 22 | NR | 2 | IPP Non-CHP | N |  | Y | 15-338-000 | N |  |  |  |  | Duke Energy Progress - (NC) | 3046 | NC
58658 | Sunlight Partners | 60141 | Izia Solar | 6300 NC 39 | Henderson | NC | 27536 | Vance | 36.2743 | -78.3625 | SERC | DUK | Duke Energy Carolinas |  | 22 | NR | 2 | IPP Non-CHP | N |  | Y | 15-354-000 | N |  |  |  |  | Duke Energy Progress - (NC) | 3046 | NC
59937 | Lemoore PV1, LLC | 60142 | Lemoore 1 | 14805 19th Ave | Lemoore | CA | 93245 | Kings | 36.2579 | -119.7981 | WECC | CISO | California Independent System Operator |  | 22 | NR | 2 | IPP Non-CHP | N |  | Y | 15-431-001 | N |  |  |  |  | Pacific Gas & Electric Co | 14328 | CA | 12.3 |  |  | N
56146 | Black Hills/Colorado Elec.Util | 60143 | Peak View Wind Farm | 15391 State Highway 10 | Walsenburg | CO | 81089 | Huerfano | 37.7104 | -104.5055 | WECC |  |  |  | 22 | RE | 1 | Electric Utility | N |  | N |  | N |  | N | X |  | Black Hills/Colorado Elec.Util | 56146 | CO | 115 |  |  | N | [5 empty] | X | X
61060 | Cypress Creek Renewables | 60144 | Baltimore Church Solar, LLC | 1148 Baltimore Church Road | Fairmont | NC | 28340 | Robeson | 34.4667 | -79.1524 | SERC | DUK | Duke Energy Carolinas |  | 22 | NR | 2 | IPP Non-CHP | N |  | Y | 14-780-000 | Y | 14-780-000 |  |  |  | Duke Energy Progress - (NC) | 3046 | NC | 22.86 |  |  | N
56545 | Pattern Operators LP | 60145 | Broadview Energy JN, LLC | 498 State Road 19 | Texico | NM | 88135 | Curry | 34.7342 | -103.108 | WECC | GRIS | Gridforce South |  | 22 | NR | 2 | IPP Non-CHP | N |  | N |  | N |  | N |  |  | Public Service Co of NM | 15473 | NM | 345 |  |  | N | [5 empty] | X | X
59938 | Cohen Farm Solar, LLC | 60146 | Cohen Farm Solar, LLC | 2289 Brown Road | Sanford | NC | 27330 | Lee | 35.5572 | -79.1958 | SERC | DUK | Duke Energy Carolinas |  | 22 | NR | 2 | IPP Non-CHP | N |  | Y | 14-704-000 | Y | 14-704-000 |  |  |  | Duke Energy Progress - (NC) | 3046 | NC | 22.86 |  |  | N
59939 | Floyd Solar, LLC | 60147 | Floyd Solar, LLC | 5555 Stone Road | Fairmont | NC | 28340 | Robeson | 34.5091 | -79.1359 | SERC | DUK | Duke Energy Carolinas |  | 22 | NR | 2 | IPP Non-CHP | N |  | Y | 14-644-000 | Y | 14-644-000 |  |  |  | Duke Energy Progress - (NC) | 3046 | NC | 22.86 |  |  | N
59941 | Innovative Solar 43, LLC | 60149 | Innovative Solar 43, LLC | 852 Brown Road | Ivanhoe | NC | 28447 | Bladen | 34.53 | -78.3048 | SERC | DUK | Duke Energy Carolinas |  | 22 | NR | 2 | IPP Non-CHP | N |  | Y | 14-379-000 | Y | 14-379-000 |  |  |  | Duke Energy Progress - (NC) | 3046 | NC | 22.86 |  |  | N
59942 | Argos Solar LLC | 60150 | Cornell Geneva Solar Farm | 3425 Sutton Road | Seneca | NY | 14456 | Ontario | 42.866 | -77.031 | NPCC | NYIS | New York Independent System Operator |  | 22 | NR | 2 | IPP Non-CHP | N |  | Y | 16-409-000 | N |  | N |  |  | New York State Elec & Gas Corp | 13511 | NY | 0.48 | 12.5 |  | N
57104 | Golden Springs Development Company LLC | 60151 | Building F | 12825 Carmenita Road | Santa Fe Springs | CA | 90670 | Los Angeles | 33.9144 | -118.0502 | WECC | CISO | California Independent System Operator |  | 22 | NR | 2 | IPP Non-CHP | N |  | N |  | N |  | N |  |  | Southern California Edison Co | 17609 | CA | 12 |  |  | N | [5 empty] | X | X
56545 | Pattern Operators LP | 60152 | Broadview Energy KW, LLC | 498 State Road 19 | Texico | NM | 88135 | Curry | 34.727 | -103.1668 | WECC | GRIS | Gridforce South |  | 22 | NR | 2 | IPP Non-CHP | N |  | N |  | N |  | N | X |  | Public Service Co of NM | 15473 | NM | 345 |  |  | N | [5 empty] | X | X
57104 | Golden Springs Development Company LLC | 60153 | Building G | 13227 Orden Drive | Santa Fe Springs | CA | 90670 | Los Angeles | 33.9129 | -118.0506 | WECC | CISO | California Independent System Operator |  | 22 | NR | 2 | IPP Non-CHP | N |  | N |  | N |  | N |  |  | Southern California Edison Co | 17609 | CA | 12 |  |  | N | [5 empty] | X | X
57104 | Golden Springs Development Company LLC | 60154 | Buidling L | 13607 Orden Drive | Santa Fe Springs | CA | 90670 | Los Angeles | 33.9129 | -118.0419 | WECC | CISO | California Independent System Operator |  | 22 | NR | 2 | IPP Non-CHP | N |  | N |  | N |  | N |  |  | Southern California Edison Co | 17609 | CA | 12 |  |  | N | [5 empty] | X | X
58658 | Sunlight Partners | 60155 | Signature Solar | 138 Reilly Farms Ln | Princeton | NC | 27569 | Johnston | 35.458 | -78.2046 | SERC | DUK | Duke Energy Carolinas |  | 22 | NR | 2 | IPP Non-CHP | N |  | Y | 15-363-000 | N |  |  |  |  | Duke Energy Progress - (NC) | 3046 | NC
58658 | Sunlight Partners | 60156 | Shelter Solar | 2597 Turnpike Rd | Raeford | NC | 28376 | Hoke | 34.9838 | -79.268 | SERC | DUK | Duke Energy Carolinas |  | 22 | NR | 2 | IPP Non-CHP | N |  | Y | QF15-364-000 | N |  |  |  |  | Duke Energy Progress - (NC) | 3046 | NC
58658 | Sunlight Partners | 60157 | Heedeh Solar | 487 Brinkley Rd | Delco | NC | 28436 | Columbus | 34.3087 | -78.2215 | SERC | DUK | Duke Energy Carolinas |  | 22 | NR | 2 | IPP Non-CHP | N |  | Y | QF15-345-000 | N |  |  |  |  | Duke Energy Progress - (NC) | 3046 | NC
58658 | Sunlight Partners | 60158 | June Solar | 4040 Mitchell Rd | Delco | NC | 28436 | Columbus | 34.3047 | -78.2838 | SERC | DUK | Duke Energy Carolinas |  | 22 | NR | 2 | IPP Non-CHP | N |  | Y | QF15-353-000 | N |  |  |  |  | Duke Energy Progress - (NC) | 3046 | NC
58658 | Sunlight Partners | 60159 | Roman Solar | 621 Walker Avenue | Norlina | NC | 27563 | Warren | 36.4498 | -78.195 | SERC | DUK | Duke Energy Carolinas |  | 22 | NR | 2 | IPP Non-CHP | N |  | Y | QF15-356-000 | N |  |  |  |  | Duke Energy Progress - (NC) | 3046 | NC
58658 | Sunlight Partners | 60160 | Tate Solar | 6800 Taylors Gin Rd | Castalia | NC | 27816 | Nash | 36.0661 | -78.0296 | SERC | DUK | Duke Energy Carolinas |  | 22 | NR | 2 | IPP Non-CHP | N |  | Y | QF15-362-000 | N |  |  |  |  | Duke Energy Progress - (NC) | 3046 | NC
58658 | Sunlight Partners | 60161 | Eagle Solar | 1391 Warren Plains Rd | Warrenton | NC | 27589 | Warren | 36.4583 | -78.1551 | SERC | DUK | Duke Energy Carolinas |  | 22 | NR | 2 | IPP Non-CHP | N |  | Y | QF15-348-000 | N |  |  |  |  | Duke Energy Progress - (NC) | 3046 | NC
58658 | Sunlight Partners | 60162 | Wilfork Solar | 361 Daw Pate Rd | Goldsboro | NC | 27534 | Wayne | 35.4326 | -77.9335 | SERC | DUK | Duke Energy Carolinas |  | 22 | NR | 2 | IPP Non-CHP | N |  | Y | QF15-361-000 | N |  |  |  |  | Duke Energy Progress - (NC) | 3046 | NC
58658 | Sunlight Partners | 60163 | Hawk Solar | 948 Walter Collins Rd | Castalia | NC | 27816 | Nash | 36.1218 | -78.1505 | SERC | DUK | Duke Energy Carolinas |  | 22 | NR | 2 | IPP Non-CHP | N |  | Y | QF15-342-000 | N |  |  |  |  | Duke Energy Progress - (NC) | 3046 | NC
58658 | Sunlight Partners | 60164 | Jordan Solar | 3967 Weldons Mill Rd | Henderson | NC | 27537 | Vance | 36.2786 | -78.3171 | SERC | DUK | Duke Energy Carolinas |  | 22 | NR | 2 | IPP Non-CHP | N |  | Y | QF15-351-000 | N |  |  |  |  | Duke Energy Progress - (NC) | 3046 | NC
58658 | Sunlight Partners | 60165 | Robin Solar | 892 Oberry Rd | Dudley | NC | 28333 | Wayne | 35.2644 | -78.0814 | SERC | DUK | Duke Energy Carolinas |  | 22 | NR | 2 | IPP Non-CHP | N |  | Y | QF15-357-000 | N |  |  |  |  | Duke Energy Progress - (NC) | 3046 | NC
58658 | Sunlight Partners | 60166 | Higgins Solar | 7230 Simmons Rd | Castalia | NC | 27816 | Nash | 36.0704 | -78.0538 | SERC | DUK | Duke Energy Carolinas |  | 22 | NR | 2 | IPP Non-CHP | N |  | Y | QF15-347-000 | N |  |  |  |  | Duke Energy Progress - (NC) | 3046 | NC
58658 | Sunlight Partners | 60167 | Carter Solar | 2771 Bumpy Ln | Battleboro | NC | 27809 | Nash | 36.0459 | -77.8943 | SERC | DUK | Duke Energy Carolinas |  | 22 | NR | 2 | IPP Non-CHP | N |  | Y | QF15-336-000 | N |  |  |  |  | Duke Energy Progress - (NC) | 3046 | NC
58658 | Sunlight Partners | 60168 | Sadie Solar | 644 Woodard Rd | Princeton | NC | 27569 | Johnston | 35.4401 | -78.2076 | SERC | DUK | Duke Energy Carolinas |  | 22 | NR | 2 | IPP Non-CHP | N |  | Y | QF15-355-000 | N |  |  |  |  | Duke Energy Progress - (NC) | 3046 | NC
58658 | Sunlight Partners | 60169 | Icarus Solar | 1725 N. Beston Rd | Goldsboro | NC | 27534 | Wayne | 35.3695 | -77.8534 | SERC | DUK | Duke Energy Carolinas |  | 22 | NR | 2 | IPP Non-CHP | N |  | Y | QF15-346-000 | N |  |  |  |  | Duke Energy Carolinas, LLC | 5416 | NC
58658 | Sunlight Partners | 60170 | Iga Solar | 908 NC 98 Highway E | Bunn | NC | 27508 | Franklin | 35.9412 | -78.2165 | SERC | DUK | Duke Energy Carolinas |  | 22 | NR | 2 | IPP Non-CHP | N |  | Y | QF15-350-000 | N |  |  |  |  | Duke Energy Progress - (NC) | 3046 | NC
58658 | Sunlight Partners | 60171 | Clayton Solar | 1387 Old Bailey Hwy | Nashville | NC | 27856 | Nash | 35.9563 | -77.9724 | SERC | DUK | Duke Energy Carolinas |  | 22 | NR | 2 | IPP Non-CHP | N |  | Y | QF-15-341-000 | N |  |  |  |  | Duke Energy Progress - (NC) | 3046 | NC
58658 | Sunlight Partners | 60172 | Christina Solar | 250 JP Taylor Rd | Henderson | NC | 27537 | Vance | 36.295 | -78.3931 | SERC | DUK | Duke Energy Carolinas |  | 22 | NR | 2 | IPP Non-CHP | N |  | Y | QF15-334-000 | N |  |  |  |  | Duke Energy Progress - (NC) | 3046 | NC
58658 | Sunlight Partners | 60173 | Longleaf Solar | 3023 Bakers Chapel Rd | Smithfield | NC | 27577 | Johnston | 35.4316 | -78.2402 | SERC | DUK | Duke Energy Carolinas |  | 22 | NR | 2 | IPP Non-CHP | N |  | Y | QF15-360-000 | N |  |  |  |  | Duke Energy Progress - (NC) | 3046 | NC
58658 | Sunlight Partners | 60174 | Cardinal Solar | 709 Hickory Rock Rd | Louisburg | NC | 27549 | Franklin | 36.0994 | -78.2294 | SERC | DUK | Duke Energy Carolinas |  | 22 | NR | 2 | IPP Non-CHP | N |  | Y | QF15-337-000 | N |  |  |  |  | Duke Energy Progress - (NC) | 3046 | NC
58658 | Sunlight Partners | 60175 | Bonnie Solar | 9901 Main Street | Castalia | NC | 27816 | Nash | 36.0859 | -78.0622 | SERC | DUK | Duke Energy Carolinas |  | 22 | NR | 2 | IPP Non-CHP | N |  | Y | QF-15-399-000 | N |  |  |  |  | Duke Energy Progress - (NC) | 3046 | NC
58658 | Sunlight Partners | 60176 | Anna Solar | 1274 Cheeks Quarter Rd | Henderson | NC | 27537 | Vance | 36.2649 | -78.2961 | SERC | DUK | Duke Energy Carolinas |  | 22 | NR | 2 | IPP Non-CHP | N |  | Y | QF15-332-000 | N |  |  |  |  | Duke Energy Progress - (NC) | 3046 | NC
58658 | Sunlight Partners | 60177 | Blue Bird Solar | 900 Mabry Mill Rd | Henderson | NC | 27537 | Vance | 36.3831 | -78.3503 | SERC | DUK | Duke Energy Carolinas |  | 22 | NR | 2 | IPP Non-CHP | N |  | Y | QF15-340-000 | N |  |  |  |  | Duke Energy Progress - (NC) | 3046 | NC
58658 | Sunlight Partners | 60178 | Cash Solar | 4781 Loop Rd | Nashville | NC | 27856 | Nash | 36.0282 | -77.9233 | SERC | DUK | Duke Energy Carolinas |  | 22 | NR | 2 | IPP Non-CHP | N |  | Y | QF15-335-000 | N |  |  |  |  | Duke Energy Progress - (NC) | 3046 | NC
61060 | Cypress Creek Renewables | 60179 | Daystar Solar | 300 Harriett Lane | Pollocksville | NC | 28573 | Jones | 35.0356 | -77.2025 | SERC | DUK | Duke Energy Carolinas |  | 22 | NR | 2 | IPP Non-CHP | N |  | Y | QF15-349-000 | N |  |  |  |  | Duke Energy Progress - (NC) | 3046 | NC
58658 | Sunlight Partners | 60180 | Kathleen Solar | 3644 Chalybeate Springs Rd | Fuquay Varina | NC | 27526 | Wake | 35.5138 | -78.8024 | SERC | DUK | Duke Energy Carolinas |  | 22 | NR | 2 | IPP Non-CHP | N |  | Y | QF15-352-000 | N |  |  |  |  | Duke Energy Progress - (NC) | 3046 | NC
58658 | Sunlight Partners | 60181 | Grove Solar | 1100 Washington Post Road | New Bern | NC | 28560 | Craven | 35.1692 | -77.1182 | SERC | DUK | Duke Energy Carolinas |  | 22 | NR | 2 | IPP Non-CHP | N |  | Y | QF15-344-000 | N |  |  |  |  | Duke Energy Progress - (NC) | 3046 | NC
57104 | Golden Springs Development Company LLC | 60182 | Dulles | 3198 Dulles Drive | Jurupa Valley | CA | 91752 | Riverside | 34.0301 | -117.5178 | WECC | CISO | California Independent System Operator |  | 22 | NR | 2 | IPP Non-CHP | N |  | N |  | N |  | N |  |  | Southern California Edison Co | 17609 | CA | 12 |  |  | N | [5 empty] | X | X
57104 | Golden Springs Development Company LLC | 60183 | Freeway Springs | 13833 Freeway Drive | Santa Fe Springs | CA | 90670 | Los Angeles | 33.8926 | -118.0376 | WECC | CISO | California Independent System Operator |  | 22 | NR | 2 | IPP Non-CHP | N |  | N |  | N |  | N |  |  | Southern California Edison Co | 17609 | CA | 12 |  |  | N | [5 empty] | X | X
59946 | ADS Renewable Energy- Wolf Creek, LLC | 60184 | ADS Renewable Energy-Wolf Creek LLC | 911 Landfill Road | Dry Branch | GA | 31020 | Twiggs | 32.7755 | -83.4348 | SERC | SOCO | Southern Company Services, Inc. - Trans |  | 22 | NR | 2 | IPP Non-CHP | N |  | N |  | N |  |  |  |  | Oconee Electric Member Corp | 13962 | GA | 25 |  |  | N
58661 | Sustainable Power Group, LLC | 60185 | Solverde 1 | 9146 W. Ave L | Lancaster | CA | 93534 | Los Angeles | 34.6557 | -118.2982 | WECC | CISO | California Independent System Operator |  | 22 | NR | 2 | IPP Non-CHP | N |  | N |  | N |  | N |  |  | Southern California Edison Co | 17609 | CA | 220 |  |  | N | [5 empty] | N | X
58661 | Sustainable Power Group, LLC | 60186 | Antelope DSR 1 | 42656 90th St West | Lancaster | CA | 93534 | Los Angeles | 34.6556 | -118.2807 | WECC | CISO | California Independent System Operator |  | 22 | NR | 2 | IPP Non-CHP | N |  | N |  | N |  | N |  |  | Southern California Edison Co | 17609 | CA | 220 |  |  | N | [5 empty] | N | X
58661 | Sustainable Power Group, LLC | 60187 | Antelope DSR 2 | 100th Street and W Avenue J | Lancaster | CA | 93534 | Los Angeles | 34.6869 | -118.3117 | WECC | CISO | California Independent System Operator |  | 22 | NR | 2 | IPP Non-CHP | N |  | N |  | N |  | N |  |  | Southern California Edison Co | 17609 | CA | 220 |  |  | N | [5 empty] | N | X
59951 | Conetoe Solar, LLC | 60188 | Conetoe Solar | 6003 Highway 64 Alt E | Tarboro | NC | 27866 | Edgecombe | 35.8252 | -77.4578 | SERC | PJM | PJM Interconnection, LLC |  | 22 | NR | 2 | IPP Non-CHP | N |  | Y | 14-491-000 | N |  | N |  |  | Virginia Electric & Power Co | 19876 | NC | 12.47 |  |  | N | [5 empty] | N | X
59952 | Sugar Run Solar, LLC | 60189 | Sugar Run Solar | 1187 U.S. Highway 158 East | Sunbury | NC | 27979 | Gates | 36.4378 | -76.5978 | SERC | PJM | PJM Interconnection, LLC |  | 22 | NR | 2 | IPP Non-CHP | N |  | Y | 15-264-000 | N |  |  |  |  | Virginia Electric & Power Co | 19876 | NC | 34.5 |  |  | N | [5 empty] | N | X
59209 | Half Moon Ventures, LLC | 60190 | HMW Minster PV I | 2768 Minster Fort Recovery Roa | Village of Minster | OH | 45865 | Auglaize | 40.3904 | -84.4016 | SERC | PJM | PJM Interconnection, LLC |  | 22 | NR | 2 | IPP Non-CHP | N |  | N |  | N |  | N |  |  | Village of Minster - (OH) | 12660 | OH | 12.47 |  |  | N | [5 empty] | X | X
59963 | TWE New Bern Solar Project, LLC | 60191 | TWE New Bern Solar Project, LLC | 1185 NC 55 Hwy West | New Bern | NC | 28563 | Craven | 35.1543 | -77.1343 | SERC | DUK | Duke Energy Carolinas |  | 22 | NR | 2 | IPP Non-CHP | N |  | Y | 15-286-000 | Y | 15-286-000 |  |  |  | Duke Energy Progress - (NC) | 3046 | NC | 22.86 |  |  | N
59967 | Phoenix Energy | 60192 | North Fork Community Power | 57839 Road 225 | North Folk | CA | 93643 | Madera | 37.2315 | -119.4942 | WECC | CISO | California Independent System Operator |  | 22 | NR | 3 | IPP CHP | Y | pending | Y | pending | Y | pending | N |  |  | Pacific Gas & Electric Co | 14328 | CA | 12 |  |  | N | [5 empty] | X | X
59969 | Whitethorn Solar LLC | 60193 | Whitethorn Solar LLC |  | Livermore | CA | 94550 | Alameda | 37.691 | -121.717 | WECC | CISO | California Independent System Operator |  | 22 | NR | 2 | IPP Non-CHP | N |  | Y | 16-211-000 | N |  |  |  |  | WAPA-- Western Area Power Administration | 27000 | CA | 12.47 |  |  | N
2172 | Brazos Electric Power Coop Inc | 60194 | Hill County Generation Facility | 3750 FM 66 | Grandview | TX | 76050 | Hill | 32.2411 | -97.0714 | TRE | ERCO | Electric Reliability Council of Texas, Inc. |  | 22 | RE | 1 | Electric Utility | N |  | N |  | N |  |  |  |  | Oncor Electric Delivery Company LLC | 44372 | TX | 345 |  |  |  |  | ENERGY TRANSFER FUEL LP
59300 | PNM Resources | 60195 | South Valley Solar Energy Center | 6060 Douglas Road SW | Albuquerque | NM | 87121 | Bernalillo | 34.9861 | -106.7361 | WECC | PNM | Public Service Company of New Mexico |  | 22 | RE | 1 | Electric Utility | N |  | N |  | N |  |  |  |  | Public Service Co of NM | 15473 | NM | 12.47 |  |  | N
59300 | PNM Resources | 60196 | Santa Fe Solar Energy Center | 27304 I-25 E. Frontage Road | Santa Fe | NM | 87507 | Santa Fe | 35.5878 | -106.0609 | WECC | PNM | Public Service Company of New Mexico |  | 22 | RE | 1 | Electric Utility | N |  | N |  | N |  |  |  |  | Public Service Co of NM | 15473 | NM | 12.47 |  |  | N | [5 empty] | N
59300 | PNM Resources | 60197 | Santolina Solar Energy Center | 6000 Shelly Drive SW | Albuquerque | NM | 87151 | Bernalillo | 35.0297 | -106.8555 | WECC | PNM | Public Service Company of New Mexico |  | 22 | RE | 1 | Electric Utility | N |  | N |  | N |  |  |  |  | Public Service Co of NM | 15473 | NM | 12.47 |  |  | N
59300 | PNM Resources | 60198 | Rio Communities Solar Energy Center | 55 North Navajo Loop | Rio Communities | NM | 87002 | Valencia | 34.5826 | -106.683 | WECC | PNM | Public Service Company of New Mexico |  | 22 | RE | 1 | Electric Utility | N |  | N |  | N |  |  |  |  | Public Service Co of NM | 15473 | NM | 12.47 |  |  | N
59462 | Heelstone Energy Holdings, LLC | 60199 | County Home Solar Center, LLC | 230 Victory Lane | Shelby | NC | 28152 | Cleveland | 35.2633 | -81.5087 | SERC | DUK | Duke Energy Carolinas |  | 22 | NR | 2 | IPP Non-CHP | N |  | Y | 14-39-000 | N |  |  | X |  | Duke Energy Carolinas, LLC | 5416 | NC | 12.47 |  |  | N | [5 empty] | X | X
59462 | Heelstone Energy Holdings, LLC | 60200 | Laurinburg Solar, LLC (Heelstone) | 19961 Andrew Jackson Highway | Maxton | NC | 28364 | Robeson | 34.7076 | -79.2954 | SERC | DUK | Duke Energy Carolinas |  | 22 | NR | 2 | IPP Non-CHP | N |  | Y | 13-632-000 | N |  |  | X |  | Duke Energy Progress - (NC) | 3046 | NC | 23 |  |  | N | [5 empty] | X | X
57365 | Consolidated Edison Solutions Inc | 60201 | CES Cherry Hill Solar | 2000 Route 38 | Cherry Hill | NJ | 8002 | Camden | 39.9419 | -75.0262 | NPCC | PJM | PJM Interconnection, LLC |  | 22 | NR | 2 | IPP Non-CHP | N |  | N |  | N |  |  |  |  | Pacific Gas & Electric Co | 14328 | CA | 4 |  |  | N
59964 | ESC Brooke County Power I | 60202 | ESC Brooke County Power I |  | Follansbee | WV | 26037 | Brooke | 40.3404 | -80.526 | RFC | PJM | PJM Interconnection, LLC | Ohio River | 22 | NR | 2 | IPP Non-CHP | N |  | N |  | N |  | N |  |  | Monongahela Power Co | 12796 | WV | 345 |  |  | N |  | None |  |  |  | N | X
13781 | Northern States Power Co - Minnesota | 60203 | Wheaton Solar | TBD | Wheaton | WI |  |  |  |  | MRO |  |  |  | 22 | RE | 1 | Electric Utility | N |  | N |  | N |  | N | X |  | Northern States Power Co | 13780 | WI | 23.9 | [8 empty] | X | X
59965 | ESC Tioga County Power | 60205 | ESC Tioga County Power | 817 Whittaker Road | Tioga | PA | 16946 | Tioga | 41.7672 | -77.0354 | RFC | NYIS | New York Independent System Operator | air cooled | 22 | NR | 2 | IPP Non-CHP | N |  | N |  | N |  | N |  |  | New York State Elec & Gas Corp | 13511 | NY | 345 |  |  | N |  | None |  |  |  | N | X
59966 | ESC Harrison County Power | 60206 | ESC Harrison County Power | TBD | Clarksburg | WV | 26301 | Harrison | 39.287 | -80.3229 | RFC | PJM | PJM Interconnection, LLC |  | 22 | NR | 2 | IPP Non-CHP | N |  | N |  | N |  | N |  |  | Monongahela Power Co | 12796 | WV | 138 |  |  | N |  | None |  |  |  | N | X
59977 | Hemlock Solar LLC | 60207 | Hemlock Solar | 614 Lowe's Boulevard | Garysburg | NC | 27831 | Northampton | 36.4691 | -77.5975 | SERC |  |  |  | 22 | NR | 2 | IPP Non-CHP | N |  | Y | 14-487-000, 14-487-001 | N |  |  |  |  | Virginia Electric & Power Co | 19876 | NC | 34.5 |  |  | N
59996 | Long Farm 46 Solar, LLC | 60208 | Long Farm 46 Solar, LLC | 6738 NC-46 Highway | Garysburg | NC | 27831 | Northampton | 36.467 | -77.618 | SERC | PJM | PJM Interconnection, LLC |  | 22 | NR | 2 | IPP Non-CHP | N |  | Y | 15-272-000 | N |  |  |  |  | Virginia Electric & Power Co | 19876 | NC | 34.5 |  |  | N
59978 | HXNAir Solar One LLC | 60209 | HXNAir Solar One | 700 Gregory Farm Road | Halifax | NC | 27839 | Halifax | 36.3487 | -77.6315 | SERC |  |  |  | 22 | NR | 2 | IPP Non-CHP | N |  | Y | 14-486-000, 14-486-001 | N |  |  |  |  | Virginia Electric & Power Co | 19876 | NC | 34.5
59979 | Cotton Plains Wind I, LLC | 60210 | Cotton Plains Wind Farm |  | Floydada | TX | 79235 | Floyd | 34.0603 | -101.1876 | TRE | ERCO | Electric Reliability Council of Texas, Inc. |  | 22 | NR | 2 | IPP Non-CHP | N |  | N |  | N |  | N |  |  | Sharyland Utilities LP | 17008 | TX | 345 |  |  | N | [5 empty] | N | X
58672 | Everpower Wind Holdings Inc | 60211 | Terrapin Hills Wind Farm | 3096 Old Morgantown Road | Accident | MD | 21520 | Garrett | 39.6887 | -79.3376 | RFC | PJM | PJM Interconnection, LLC |  | 22 | NR | 2 | IPP Non-CHP | N |  | N |  | N |  |  |  |  | The Potomac Edison Company | 15263 | MD | 138 |  |  | N
58672 | Everpower Wind Holdings Inc | 60212 | Mason Dixon Wind Farm | 839 White Oak Hollow Road | Meyersdale | PA | 15552 | Somerset | 39.7938 | -78.8595 | RFC | PJM | PJM Interconnection, LLC |  | 22 | NR | 2 | IPP Non-CHP | N |  | N |  | N |  |  |  |  | The Potomac Edison Company | 15263 | MD | 138 |  |  | N
59997 | Customized Energy Solutions | 60213 | NA 1(Hagerstown) | 1220 Kenly Avenue | Hagerstown | MD | 21740 | Washington | 39.6189 | -77.7121 | RFC | PJM | PJM Interconnection, LLC |  | 22 | NR | 2 | IPP Non-CHP | N |  | N |  | N |  | N |  |  | Hagerstown Light Department | 7908 | MD | 34.5
59997 | Customized Energy Solutions | 60214 | ESS Wesel | Ridge Avenue | Hagerstown | MD | 21740 | Washington | 39.638 | -77.7371 | RFC | PJM | PJM Interconnection, LLC |  | 22 | NR | 2 | IPP Non-CHP | N |  | N |  | N |  |  |  |  | Hagerstown Light Department | 7908 | MD | 34.5
59997 | Customized Energy Solutions | 60215 | ESS Fairgrounds | 590 Security Road | Hagerstown | MD | 21740 | Washington | 39.647 | -77.7048 | RFC | PJM | PJM Interconnection, LLC |  | 22 | NR | 2 | IPP Non-CHP | N |  | N |  | N |  |  |  |  | Hagerstown Light Department | 7908 | MD | 34.5
59997 | Customized Energy Solutions | 60216 | ESS Lewes | 240 Schley Avenue | Lewes | DE | 19958 | Sussex | 38.7711 | -75.1375 | RFC | PJM | PJM Interconnection, LLC |  | 22 | NR | 2 | IPP Non-CHP | N |  | N |  | N |  |  |  |  | City of Lewes - (DE) | 10935 | DE | 15
59999 | Rocksprings Val Verde Wind, LLC | 60217 | Rocksprings | 1825 US 377 | Del Rio | TX | 78840 | Val Verde | 29.7275 | -100.7943 | TRE | ERCO | Electric Reliability Council of Texas, Inc. |  | 22 | NR | 2 | IPP Non-CHP | N |  | N |  | N |  | N |  |  | AEP Texas Central Company | 3278 | TX | 138 |  |  | N
59998 | Frontier Windpower, LLC | 60218 | Frontier Windpower | 1100 N Ranch Drive | Newkirk | OK | 74647 | Kay | 36.8389 | -97.181 | SPP | SPA | Southwestern Power Administration |  | 22 | NR | 2 | IPP Non-CHP | N |  | N |  | N |  |  |  |  | Oklahoma Gas & Electric Co | 14063 | OK | 345 |  |  | N
60004 | Strata Roof 1, LLC | 60219 | Strata Roof 1 | 4061 Gateway Park Blvd | Sacramento | CA | 95834 | Sacramento | 38.6435 | -121.5055 | WECC | BANC | Balancing Authority of Northern California |  | 22 | NR | 2 | IPP Non-CHP | N |  | N |  | N |  | N |  |  | Sacramento Municipal Util Dist | 16534 | CA | 48 |  |  | N
60003 | Zero Waste Energy Development Company LLC | 60220 | Zero Waste Energy Development Co LLC | 685 Lose Esteros Road | San Jose | CA | 95134 | Santa Clara | 37.4325 | -121.9528 | WECC | CISO | California Independent System Operator |  | 22 | NR | 3 | IPP CHP | N |  | N |  | N |  |  |  |  | Pacific Gas & Electric Co | 14328 | CA | 21 |  |  | N
60002 | Halyard Energy Wharton, LLC | 60221 | Halyard Wharton Energy Center | TX FM 1160 and County Road 392 | El Campo | TX | 77437 | Wharton | 29.265 | -96.3963 | TRE | ERCO | Electric Reliability Council of Texas, Inc. |  | 22 | NR | 2 | IPP Non-CHP | N |  | N |  | N |  |  |  |  | Austin Energy | 1015 | TX | 345 |  |  |  |  | TENNESSEE GAS PIPELINE COMPANY
59452 | Ingenco Renewable Development, LLC | 60222 | Bristol Plant | 2125 Shakesville Road | Bristol | VA | 24201 | Bristol City | 36.6019 | -82.1431 | RFC | TVA | Tennessee Valley Authority | Municipality | 22 | NR | 2 | IPP Non-CHP | N |  | N |  | N |  | N |  |  | Bristol Virginia Utilities | 2248 | VA | 13.7 |  |  | N | [5 empty] | X
57128 | Bloom Energy | 60223 | Equinix San Jose | 9 Great Oaks Boulevard | San Jose | CA | 95119 | Santa Clara | 37.2417 | -121.7814 | WECC | CISO | California Independent System Operator | Municipality | 22 | NR | 2 | IPP Non-CHP | N |  | N |  | N |  |  |  |  | Pacific Gas & Electric Co | 14328 | CA | 21 |  |  | N | Other - See pipeline notes. | PACIFIC GAS |  |  |  | N
57128 | Bloom Energy | 60224 | Intel Santa Clara | 2191 Laurelwood Road | Santa Clara | CA | 95054 | Santa Clara | 37.3847 | -121.9638 | WECC | CISO | California Independent System Operator | Municipality | 22 | NR | 2 | IPP Non-CHP | N |  | N |  | N |  | N |  |  | Pacific Gas & Electric Co | 14328 | CA | 12 |  |  | N |  | PACIFIC GAS |  |  |  | N
60947 | Tesla Inc. | 60225 | CMEEC - Bozrah | 45 Brush Hill Road | Bozrah | CT | 6334 | New London | 41.5706 | -72.1586 | NPCC | ISNE | ISO New England Inc. |  | 22 | NR | 2 | IPP Non-CHP | N |  | N |  | N |  |  |  |  | Groton Dept of Utilities - (CT) | 7716 | CT | 1 |  |  | N
60413 | Rancho Seco Solar, LLC | 60226 | Rancho Seco Solar, LLC | 14440 Twin Cities Road | Herald | CA | 95638 | Sacramento | 38.3399 | -121.1145 | WECC | BANC | Balancing Authority of Northern California |  | 22 | NR | 2 | IPP Non-CHP | N |  | Y | 16-1077-000 | N |  | N | X |  | Sacramento Municipal Util Dist | 16534 | CA | 69 |  |  | N | [5 empty] | X | X
60947 | Tesla Inc. | 60227 | BJ's Wholesale Club Inc Dist Center | 309 Dultys Lane | Burlington | NJ | 8016 | Burlington | 40.0985 | -74.8259 | NPCC | PJM | PJM Interconnection, LLC |  | 22 | NR | 2 | IPP Non-CHP | N |  | N |  | N |  |  |  |  | Public Service Elec & Gas Co | 15477 | NJ | 0.48 |  |  | N
60947 | Tesla Inc. | 60228 | Conn Mun Electric Energy Coop | 82 Rodgers Road | Norwich | CT | 6360 | New London | 41.5383 | -72.1225 | NPCC | ISNE | ISO New England Inc. |  | 22 | NR | 2 | IPP Non-CHP | N |  | N |  | N |  |  |  |  | Connecticut Light & Power Co | 4176 | CT | 1 |  |  | N
60947 | Tesla Inc. | 60229 | Orange County Solar Farm (NY) | 110 Wells Farm Road | Goshen | NY | 10924 | Orange | 41.4049 | -74.3595 | NPCC | ISNE | ISO New England Inc. |  | 22 | NR | 2 | IPP Non-CHP | N |  | N |  | N |  |  |  |  | Orange & Rockland Utils Inc | 14154 | NY | 480 |  |  | N
60947 | Tesla Inc. | 60230 | Maricopa County Community Colleges- Estr | 3000 North Dysart Rd | Avondale | AZ | 85323 | Maricopa | 33.4098 | -112.3403 | WECC |  |  |  | 22 | NR | 2 | IPP Non-CHP | N |  | N |  | N |  |  |  |  | Arizona Public Service Co | 803 | AZ | 1 |  |  | N
60947 | Tesla Inc. | 60231 | Genentech-Oceanside | 1 Antibody Way | Oceanside | CA | 92056 | San Diego | 33.2111 | -117.2996 | WECC | CISO | California Independent System Operator |  | 22 | NR | 2 | IPP Non-CHP | N |  | N |  | N |  |  |  |  | San Diego Gas & Electric Co | 16609 | CA | 1 |  |  | Y
60947 | Tesla Inc. | 60232 | Onondaga County- Jamesville | 6660 East Senece Turnpike | Jamesville | NY | 13078 | Onondaga | 42.9866 | -76.0642 | NPCC | NYIS | New York Independent System Operator |  | 22 | NR | 2 | IPP Non-CHP | N |  | N |  | N |  |  |  |  | Niagara Mohawk Power Corp. | 13573 | NY | 0.48 |  |  | N
17650 | Southern Power Co | 60233 | RE Garland | 21505 Gaskell Road | Rosamond | CA | 93560 | Kern | 34.8253 | -118.525 | WECC | CISO | California Independent System Operator |  | 22 | NR | 2 | IPP Non-CHP | N |  | N |  | Y | EG15-113-000 | N |  |  | Southern California Edison Co | 17609 | CA | 230 |  |  | N | [5 empty] | X | X
40229 | Old Dominion Electric Coop | 60234 | Belle Haven Diesel Generation Facility | 17023 Savagetown Road | Belle Haven | VA | 23306 | Accomack | 37.5486 | -75.7908 | RFC | PJM | PJM Interconnection, LLC |  | 22 | RE | 1 | Electric Utility | N |  | N |  | N |  | N | X |  | A & N Electric Coop | 84 | VA | 12.47 |  |  | N | [5 empty] | N | X
40229 | Old Dominion Electric Coop | 60235 | Perdue Diesel Generation Facility | 24332 M N Smith Road | Accomack | VA | 23301 | Accomack | 37.742 | -75.656 | RFC | PJM | PJM Interconnection, LLC |  | 22 | RE | 1 | Electric Utility | N |  | N |  | N |  | N | X |  | A & N Electric Coop | 84 | VA | 12.47 |  |  | N | [5 empty] | N | X
40229 | Old Dominion Electric Coop | 60236 | Onancock Diesel Generation Facility | 21543 Bayside Road | Onancock | VA | 23417 | Accomack | 37.7454 | -75.7205 | RFC | PJM | PJM Interconnection, LLC |  | 22 | RE | 1 | Electric Utility | N |  | N |  | N |  | N | X |  | A & N Electric Coop | 84 | VA | 12.47 |  |  | N | [5 empty] | N | X
60019 | 96WI 8ME, LLC | 60237 | Midway Solar Farm II | 7096 English Road | Calipatria | CA | 92233 | Imperial | 33.1621 | -115.5317 | WECC | IID | Imperial Irrigation District |  | 22 | NR | 2 | IPP Non-CHP | N |  | N |  | N |  |  |  |  | Imperial Irrigation District | 9216 | CA | 230
61060 | Cypress Creek Renewables | 60238 | McDonald Solar Farm, LLC | 10529 US Hwy 150 | West Terre Haute | IN | 47885 | Vigo | 39.5946 | -87.474 | RFC | MISO | Midcontinent Independent Transmission System Operator, Inc.. |  | 22 | NR | 2 | IPP Non-CHP | N |  | Y | QF15-856?000 | N |  |  |  |  | Duke Energy Indiana Inc | 15470 | IN | 12.47 |  |  | N
61060 | Cypress Creek Renewables | 60239 | Pastime Farm, LLC | 4078 W Cr 900N Brazil | Brazil | IN | 47834 | Clay | 39.5209 | -87.1816 | RFC | MISO | Midcontinent Independent Transmission System Operator, Inc.. |  | 22 | NR | 2 | IPP Non-CHP | N |  | Y | QF15-855?000 | N |  |  |  |  | Duke Energy Indiana Inc | 15470 | IN | 12.47 |  |  | N
60026 | Yanceyville Farm 3, LLC | 60240 | Yanceyville Farm 3, LLC | 643 Murray Road | Blanch | NC | 27212 | Caswell | 36.4286 | -79.3489 | SERC | DUK | Duke Energy Carolinas |  | 22 | NR | 2 | IPP Non-CHP | N |  | N |  | N |  | N |  |  | Duke Energy Progress - (NC) | 3046 | NC | 7.2 |  |  | N
11118 | Lockhart Power Co | 60241 | Union Renewable Energy Facility | 898 Wildcat Road | Enoree | SC | 29335 | Union | 34.6158 | -81.8187 | SERC | DUK | Duke Energy Carolinas |  | 22 | RE | 1 | Electric Utility | N |  | Y | QF15-701-000 | N |  | N | X |  | Lockhart Power Co | 11118 | SC | 13.2 | 34.5 |  | N
59050 | Algonquin Power Co | 60242 | Algonquin SKIC 10 Solar, LLC | 2301 Santiago Road | Taft | CA | 93268 | Kern | 35.1261 | -119.2434 | WECC | CISO | California Independent System Operator |  | 22 | NR | 2 | IPP Non-CHP | N |  | N |  | N |  |  |  |  | Pacific Gas & Electric Co | 14328 | CA |  |  |  | N
221 | Alaska Village Elec Coop, Inc | 60243 | Ambler | 60 Utility Drive | Ambler | AK | 99786 | Northwest Arctic | 67.088 | -157.8567 |  |  |  |  | 22 | RE | 1 | Electric Utility | N |  | N |  | N |  | N | X |  | Alaska Village Elec Coop, Inc | 221 | AK | 12.5 |  |  | N | [5 empty] | X | X
221 | Alaska Village Elec Coop, Inc | 60244 | Marshall | 50 Utility Drive | Marshall | AK | 99585 | Wade Hampton | 61.8782 | -162.0851 |  |  |  |  | 22 | RE | 1 | Electric Utility | N |  | N |  | N |  | N | X |  | Alaska Village Elec Coop, Inc | 221 | AK | 12.5 |  |  | N | [5 empty] | X | X
221 | Alaska Village Elec Coop, Inc | 60245 | New Stuyahok | 64 Utility Drive | New Stuyahok | AK | 99636 | Dillingham | 59.4484 | -157.3255 |  |  |  |  | 22 | RE | 1 | Electric Utility | N |  | N |  | N |  | N | X |  | Alaska Village Elec Coop, Inc | 221 | AK | 12.5 |  |  | N | [5 empty] | X | X
60035 | Michigan Wind 3, LLC | 60246 | Michigan Wind 3 | 2261 Ruth Road | Deckerville | MI | 48427 | Sanilac | 43.4901 | -82.7336 | RFC | MISO | Midcontinent Independent Transmission System Operator, Inc.. |  | 22 | NR | 2 | IPP Non-CHP | N |  | N |  | N |  | N |  |  | ITC Transmission | 56068 |  | 345 |  |  | N
60036 | SR Clinch | 60247 | Valley View Solar | 8995 HWY 34 | Greeley | CO | 80634 | Weld | 40.4188 | -104.8919 | WECC | WACM | Western Area Power Administration - Rocky Mountain Region |  | 22 | NR | 2 | IPP Non-CHP | N |  | N |  | N |  |  |  |  | Poudre Valley R E A, Inc | 15257 | CO | 12.47 |  |  | N
60036 | SR Clinch | 60248 | Skylark | 8505 Country Road 80.5 | Severance | CO | 80546 | Weld | 40.5779 | -104.8948 | WECC | WACM | Western Area Power Administration - Rocky Mountain Region |  | 22 | NR | 2 | IPP Non-CHP | N |  | N |  | N |  |  |  |  | Poudre Valley R E A, Inc | 15257 | CO | 12.47 |  |  | N
60038 | Silicon Valley Clean Water | 60249 | Silicon Valley Clean Water | 1400 Radio Road | Redwood City | CA | 94065 | San Mateo | 37.5426 | -122.2311 | WECC | CISO | California Independent System Operator |  | 22 | NR | 3 | IPP CHP | N |  | N |  | N |  | N |  |  | Pacific Gas & Electric Co | 14328 | CA | 5 | 12 |  | N |  | PACIFIC GAS |  |  |  | N
10433 | Kodiak Electric Assn Inc | 60250 | Swampy Acres | Approx 4 MIles SW of Downtown | Kodiak | AK | 99615 | Kodiak Island | 57.7756 | -152.4803 |  | NA | No BA |  | 22 | RE | 1 | Electric Utility | N |  | N |  | N |  |  |  |  | Kodiak Electric Assn Inc | 10433 | AK | 12.47 |  |  | Y
9234 | Indiana Municipal Power Agency | 60251 | IMPA Huntingburg Solar Park | 425 W. Phoenix Dr | Huntingburg | IN | 47542 | Dubois | 38.3196 | -86.9681 | RFC | MISO | Midcontinent Independent Transmission System Operator, Inc.. |  | 22 | RE | 1 | Electric Utility | N |  | N |  | N |  | N | X |  | City of Huntingburg - (IN) | 9088 | IN | 12.47 |  |  | N | [5 empty] | N | X
9234 | Indiana Municipal Power Agency | 60252 | IMPA Washington Solar Park | 2415 Cosby Rd | Washington | IN | 47501 | Daviess | 38.6535 | -87.2092 | RFC | MISO | Midcontinent Independent Transmission System Operator, Inc.. |  | 22 | RE | 1 | Electric Utility | N |  | N |  | N |  | N | X |  | City of Washington - (IN) | 20139 | IN | 12.47 |  |  | N | [5 empty] | N | X
9234 | Indiana Municipal Power Agency | 60253 | IMPA Anderson Solar Park | 6035 Park Rd | Anderson | IN | 46011 | Madison | 40.0516 | -85.7371 | RFC | PJM | PJM Interconnection, LLC |  | 22 | RE | 1 | Electric Utility | N |  | N |  | N |  | N | X |  | City of Anderson - (IN) | 636 | IN | 13.2 |  |  | N | [5 empty] | N | X
40580 | Southern Minnesota Mun P Agny | 60254 | Owatonna Energy Station | 2884 West Bridge Street | Owatonna | MN | 55060 | Steele | 44.0852 | -93.2627 | MRO | MISO | Midcontinent Independent Transmission System Operator, Inc.. |  | 22 | RE | 1 | Electric Utility | N |  | N |  | N |  |  |  |  | Southern Minnesota Mun P Agny | 40580 |  | 69 |  |  |  | OWATONNA PUB UTIL |  |  |  |  | N | N
12397 | Metropolitan Water District of S CA | 60255 | Weymouth Solar Plant | 700 Moreno Ave | La Verne | CA | 91750 | Los Angeles | 34.1086 | -117.7822 | WECC | CISO | California Independent System Operator |  | 22 | RE | 1 | Electric Utility | N |  | N |  | N |  |  |  |  | Southern California Edison Co | 17609 | CA | 66 |  |  | N
60044 | Bluestem Wind Energy, LLC | 60256 | Bluestem | 135503 E 310 Road | Beaver | OK | 73932 | Beaver | 36.5522 | -100.5876 | SPP | SWPP | Southwest Power Pool |  | 22 | NR | 2 | IPP Non-CHP | N |  | N |  | Y | 17-15-000 | N |  |  | Oklahoma Gas & Electric Co | 14063 | OK | 345 |  |  | N
61060 | Cypress Creek Renewables | 60257 | Stainback Solar Farm | 535 Chestnut Street | Middleburg | NC | 27556 | Vance | 36.3953 | -78.3283 | SERC | DUK | Duke Energy Carolinas |  | 22 | NR | 2 | IPP Non-CHP | N |  | Y | 14-510-000 | N |  |  |  |  | Duke Energy Progress - (NC) | 3046 | NC | 22.86 |  |  | N
60046 | TPE Alta Luna, LLC | 60258 | Alta Luna | NM State Highway 26 | Deming | NM | 88030 | Luna | 32.572 | -107.4865 | WECC | PNM | Public Service Company of New Mexico |  | 22 | NR | 2 | IPP Non-CHP | N |  | Y | 17-256-000 | N |  | N | X |  | Tri-State G & T Assn, Inc | 30151 |  | 115 |  |  | N | [5 empty] | X | X
58661 | Sustainable Power Group, LLC | 60259 | Pioneer Wind Park, LLC | 619 Mormon Canyon Road | Glenrock | WY | 82637 | Converse | 42.7282 | -105.8668 | WECC | PACE | PacifiCorp - East |  | 22 | NR | 2 | IPP Non-CHP | N |  | N |  | Y | EL 14-1-000 | N |  |  | PacifiCorp | 14354 | WY | 230 |  |  | N | [5 empty] | N | N
221 | Alaska Village Elec Coop, Inc | 60260 | Brevig Mission | 36 Utility Drive | Brevig Mission | AK | 99785 | Nome | 65.3317 | -166.4795 |  | NA | No BA |  | 22 | RE | 1 | Electric Utility | N |  | N |  | N |  | N | X |  | Alaska Village Elec Coop, Inc | 221 | AK | 12.5 |  |  | N | [5 empty] | X | X
59745 | First Solar Asset Management | 60261 | Playa Solar 2 | intersection of HWY 93 and Gra | North Las Vegas | NV | 59165 | Clark | 36.408 | -114.908 | WECC | NEVP | Nevada Power Company |  | 22 | NR | 2 | IPP Non-CHP | N |  | N |  | N |  | N |  |  | Nevada Power Co | 13407 | NV | 230 |  |  | N
49893 | Invenergy Services LLC | 60262 | Prairie Breeze II | 52016 Highway 70 | Elgin | NE | 68636 | Antelope | 41.9877 | -98.2104 | SPP | SWPP | Southwest Power Pool |  | 22 | NR | 2 | IPP Non-CHP | N |  | N |  | N |  |  |  |  | Southwest Public Power Dist | 17692 | NE | 230 |  |  | N
60047 | Clean Water Services | 60263 | Durham AWTF | 16060 SW 85th Ave | Tigard | OR | 97224 | Washington | 45.4005 | -122.7658 | WECC | PGE | Portland General Electric Company | Municipality | 22132 | NR | 5 | Commercial CHP | N |  | N |  | N |  | N |  |  | Portland General Electric Co | 15248 | OR | 115 | 115 |  | N | NORTHWEST NATURAL GAS CO |  |  |  |  | N | X
54888 | NRG Texas Power LLC | 60264 | Bacliff | 5501 State Highway 146 | Bacliff | TX | 77518 | Galveston | 29.4923 | -94.9848 | TRE | ERCO | Electric Reliability Council of Texas, Inc. |  | 22 | NR | 2 | IPP Non-CHP | N |  | N |  | N |  | N |  |  | CenterPoint Energy | 8901 | TX | 138 |  |  | N | [5 empty] | X | X
56990 | NJR Clean Energy Ventures Corporation | 60265 | Junction Road | 78 Junction Road | Raritan Township | NJ | 8822 | Hunterdon | 40.5237 | -74.8434 | RFC | PJM | PJM Interconnection, LLC |  | 22 | NR | 2 | IPP Non-CHP | N |  | N |  | N |  |  |  |  | Jersey Central Power & Lt Co | 9726 | NJ | 34.5 |  |  | N | [5 empty] | N | X
56990 | NJR Clean Energy Ventures Corporation | 60266 | Cedar Branch | 2867 Vine Road | Buena Vista Township | NJ | 8360 | Atlantic | 39.5033 | -74.9645 | RFC | PJM | PJM Interconnection, LLC |  | 22 | NR | 2 | IPP Non-CHP | N |  | N |  | N |  |  |  |  | Atlantic City Electric Co | 963 | NJ | 12.5 |  |  | N | [5 empty] | N | X
56990 | NJR Clean Energy Ventures Corporation | 60267 | Sharon Station | 781 Route 524 | Upper Freehold Townsh | NJ | 8501 | Monmouth | 40.1826 | -74.539 | RFC | PJM | PJM Interconnection, LLC |  | 22 | NR | 2 | IPP Non-CHP | N |  | N |  | N |  |  |  |  | Jersey Central Power & Lt Co | 9726 | NJ | 34.5 |  |  | N | [5 empty] | N | X
60050 | Halyard Energy Henderson, LLC | 60268 | Halyard Henderson Energy Center | TBD | Athens | TX | 75751 | Henderson | 32.07 | -95.6835 | TRE | ERCO | Electric Reliability Council of Texas, Inc. |  | 22 | NR | 2 | IPP Non-CHP | N |  | N |  | N |  |  |  |  | Oncor Electric Delivery Company LLC | 44372 | TX | 345 |  |  |  |  | ENERGY TRANSFER FUEL LP
59056 | Tri Global Energy, LLC | 60269 | Tex-Mex Renewable Energy Project, LLC | TBD | Muleshoe | TX | 79347 | Bailey | 34.2361 | -103.0387 | SPP | ERCO | Electric Reliability Council of Texas, Inc. |  | 22 | NR | 2 | IPP Non-CHP | N |  | N |  | N |  |  |  |  | Southwestern Public Service Co | 17718 | TX
59056 | Tri Global Energy, LLC | 60270 | Blue Cloud Renewable Energy Project, LLC | TBD | Bailey | TX | 75413 | Bailey | 34.0382 | -102.6652 | SPP | ERCO | Electric Reliability Council of Texas, Inc. |  | 22 | NR | 2 | IPP Non-CHP | N |  | N |  | N |  |  |  |  | Southwestern Public Service Co | 17718 | TX
59056 | Tri Global Energy, LLC | 60271 | Canyon Wind Project, LLC | TBD | Scurry | TX | 75158 | Scurry | 32.6311 | -101.0085 | TRE | ERCO | Electric Reliability Council of Texas, Inc. |  | 22 | NR | 2 | IPP Non-CHP | N |  | N |  | N |  |  |  |  | Oncor Electric Delivery Company LLC | 44372 | TX
59056 | Tri Global Energy, LLC | 60272 | Cone Renewable Energy Project, LLC | TBD | Crosby | TX | 77532 | Crosby | 33.8093 | -101.3424 | TRE | ERCO | Electric Reliability Council of Texas, Inc. |  | 22 | NR | 2 | IPP Non-CHP | N |  | N |  | N |  |  |  |  | Southwestern Public Service Co | 17718 | TX
59056 | Tri Global Energy, LLC | 60273 | Crosby County Wind Farm, LLC | TBD | Crosby | TX | 77532 | Crosby | 33.7137 | -101.4338 | TRE | ERCO | Electric Reliability Council of Texas, Inc. |  | 22 | NR | 2 | IPP Non-CHP | N |  | N |  | N |  |  |  |  | Southwestern Public Service Co | 17718 | TX
56769 | Consolidated Edison Development Inc. | 60274 | CED Westfield Solar, LLC | 219 Russelville Rd | Westfield | MA | 1085 | Hampden | 42.1756 | -72.7552 | NPCC | ISNE | ISO New England Inc. |  | 22 | NR | 2 | IPP Non-CHP | N |  | N |  | N |  |  |  |  | City of Westfield - (MA) | 20481 | MA | 14 |  |  | N
60067 | Westside Assets LLC | 60275 | Westside Solar Power PV1 | 17315 Avenal Cutoff Road | Lemoore | CA | 93245 | Kings | 36.219 | -119.907 | WECC | CISO | California Independent System Operator |  | 22 | NR | 2 | IPP Non-CHP | N |  | Y | QF16-751-000 | N |  | N |  |  | Pacific Gas & Electric Co | 14328 | CA | 12 |  |  | N |  | None
60058 | Hollingsworth and Vose Co. | 60276 | West Groton CHP | 219 Townsend Road | West Groton | MA | 1472 | Middlesex | 42.6134 | -71.6338 | NPCC | ISNE | ISO New England Inc. |  | 322 | NR | 7 | Industrial CHP | Y | QF 16-132-000 | N |  | N |  | N |  |  | Massachusetts Electric Co | 11804 | MA | 13.8 |  |  | N | COLUMBIA GAS OF MASSACHUSETTS |  |  |  |  | N | X
60059 | ZGlobal Inc | 60277 | Castor Solar | 12801 Olivarez Street | Dustin Acres | CA | 93268 | Kern | 35.211 | -119.3873 | WECC | CISO | California Independent System Operator |  | 22 | NR | 2 | IPP Non-CHP | N |  | Y | 15-886-000 | N |  | N |  |  | Pacific Gas & Electric Co | 14328 | CA | 12 |  |  | N | [5 empty] | X | X
58661 | Sustainable Power Group, LLC | 60278 | Southbridge Solar | 719 Guelphwood Road | Southbridge | MA | 1550 | Worcester | 42.0909 | -72.0117 | NPCC | ISNE | ISO New England Inc. |  | 921 | NR | 4 | Commercial Non-CHP | N |  | N |  | N |  | N |  |  | Massachusetts Electric Co | 11804 | MA | 13.2 |  |  | N | [5 empty] | N | X
58661 | Sustainable Power Group, LLC | 60279 | Antelope Big Sky Ranch | 8765U West Avenue J | Lancaster | CA | 93536 | Los Angeles | 34.6948 | -118.2877 | WECC | CISO | California Independent System Operator |  | 22 | NR | 2 | IPP Non-CHP | N |  | N |  | N |  | N |  |  | Southern California Edison Co | 17609 | CA | 220 |  |  | N | [5 empty] | N | X
58661 | Sustainable Power Group, LLC | 60280 | Summer Solar LLC | 45701 100th Street West | Lancaster | CA | 93536 | Los Angeles | 34.7147 | -118.311 | WECC | CISO | California Independent System Operator |  | 22 | NR | 2 | IPP Non-CHP | N |  | N |  | N |  | N |  |  | Southern California Edison Co | 17609 | CA | 220 |  |  | N | [5 empty] | N | X
58661 | Sustainable Power Group, LLC | 60281 | Central Antelope Dry Ranch B LLC | 9625 West Avenue I | Lancaster | CA | 93536 | Los Angeles | 34.7055 | -118.3014 | WECC | CISO | California Independent System Operator |  | 22 | NR | 2 | IPP Non-CHP | N |  | N |  | N |  | N |  |  | Southern California Edison Co | 17609 | CA | 12 |  |  | N | [5 empty] | N | X
60060 | SR Mavericks, LLC | 60283 | SR Mavericks | 1498 County Road 34 | Mead | CO | 80542 | Weld | 40.23 | -105.03 | WECC | WACM | Western Area Power Administration - Rocky Mountain Region |  | 22 | NR | 2 | IPP Non-CHP | N |  | N |  | N |  |  |  |  | United Power, Inc | 19499 | CO | 12.47 |  |  | N
61060 | Cypress Creek Renewables | 60284 | Organ Church Solar | Organ Church Rd | Rockwell | NC | 28138 | Rowan | 35.5113 | -80.4569 | SERC | DUK | Duke Energy Carolinas |  | 22 | NR | 2 | IPP Non-CHP | N |  | N |  | N |  |  |  |  | Duke Energy Carolinas, LLC | 5416 | NC |  |  |  | N
60068 | Red Horse III | 60285 | Red Horse III | 5529 N. Muleshoe Rd | Wilcox | AZ | 85643 | Cochise | 32.136 | -110.0513 | WECC | TEPC | Tucson Electric Power Company |  | 22 | NR | 2 | IPP Non-CHP | N |  | N |  | Y | 16-56-000 | N | X |  | Tucson Electric Power Co | 24211 | AZ | 345 |  |  | N | [5 empty] | X | X
61060 | Cypress Creek Renewables | 60286 | Climax Solar | NC 22 Old Red Cross Rd | Randolph | NC | 27204 | Randolph | 35.8893 | -79.6919 | SERC | DUK | Duke Energy Carolinas |  | 22 | NR | 2 | IPP Non-CHP | N |  | Y | 15-1055-000 | N |  |  |  |  | Duke Energy Carolinas, LLC | 5416 | NC
61060 | Cypress Creek Renewables | 60287 | Willard Solar | 455 Church St | Willard | NC | 28478 | Pender | 34.7025 | -77.9697 | SERC | DUK | Duke Energy Carolinas |  | 22 | NR | 2 | IPP Non-CHP | N |  | Y | 16-408-000 | N |  |  |  |  | Duke Energy Progress - (NC) | 3046 | NC
61060 | Cypress Creek Renewables | 60288 | Ajax Solar | Old Lowery Rd and Mcgoogan Far | Shannon | NC | 28386 | Robeson | 34.8309 | -79.1194 | SERC | DUK | Duke Energy Carolinas |  | 22 | NR | 2 | IPP Non-CHP | N |  | Y | 15-809-000 | N |  |  |  |  | Duke Energy Progress - (NC) | 3046 | NC
60064 | Clean Path Energy Center, LLC | 60289 | Clean Path Energy Center | TBD | Waterflow | NM | 87421 | San Juan | 36.7738 | -108.505 | WECC | WALC | Western Area Power Administration - Desert Southwest Region | Municipality | 22 | NR | 2 | IPP Non-CHP | N |  | N |  | N |  |  |  |  | WAPA-- Western Area Power Administration | 27000 | NM | 345 | [7 empty] | Plant will be connected to El Paso Natural Gas; Lines 1200 / 1201 | N | X
61060 | Cypress Creek Renewables | 60290 | Jester Solar | Millers Chapel Rd | Goldsborro | NC | 27534 | Wayne | 35.3612 | -77.8861 | SERC | DUK | Duke Energy Carolinas |  | 22 | NR | 2 | IPP Non-CHP | N |  | Y | 16-111-000 | N |  |  |  |  | Duke Energy Progress - (NC) | 3046 | NC |  |  |  | N
61060 | Cypress Creek Renewables | 60291 | Trinity Solar | 4058 Old Glenola Rd | Trinity | NC | 34655 | Randolph | 35.8702 | -79.9282 | SERC | DUK | Duke Energy Carolinas |  | 22 | NR | 2 | IPP Non-CHP | N |  | Y | 15-813-000 | N |  |  |  |  | Duke Energy Carolinas, LLC | 5416 | NC |  |  |  | N
61060 | Cypress Creek Renewables | 60292 | Whiteville Solar 2 | 2169 Prison Camp Rd | Whiteville | NC | 28472 | Columbus | 34.2774 | -78.7401 | SERC | DUK | Duke Energy Carolinas |  | 22 | NR | 2 | IPP Non-CHP | N |  | Y | 15-814-001 | N |  |  |  |  | Duke Energy Progress - (NC) | 3046 | NC
60073 | St. Matthews Solar, LLC | 60293 | St. Matthews Solar | Wilburt Way St | Matthews | SC | 29135 | Calhoun | 33.6867 | -80.7586 | SERC | SCEG | South Carolina Electric & Gas Company |  | 22 | NR | 2 | IPP Non-CHP | N |  | Y | 15-464-000 | N |  |  |  |  | Duke Energy Progress - (NC) | 3046 | NC
61060 | Cypress Creek Renewables | 60294 | Crawford Solar | 652 Crawford Rd | Ellerbe | NC | 28338 | Richmond | 35.1009 | -79.728 | SERC | DUK | Duke Energy Carolinas |  | 22 | NR | 2 | IPP Non-CHP | N |  | Y | 15-1054-000 | N |  |  |  |  | Duke Energy Progress - (NC) | 3046 | NC
61060 | Cypress Creek Renewables | 60295 | Crimson Solar | 306 Duffy Field Road | Richlands | NC | 28574 | Onslow | 34.8432 | -77.5522 | SERC | DUK | Duke Energy Carolinas |  | 22 | NR | 2 | IPP Non-CHP | N |  | Y | 16-113-000 | N |  |  |  |  | Duke Energy Progress - (NC) | 3046 | NC
61060 | Cypress Creek Renewables | 60296 | Bladen Solar Farm | 1116 Braxton Edge Rd | Fayetteville | NC | 28312 | Cumberland | 34.8229 | -78.6243 | SERC | DUK | Duke Energy Carolinas |  | 22 | NR | 2 | IPP Non-CHP | N |  | Y | 15-773-000 | N |  |  |  |  | Duke Energy Progress - (NC) | 3046 | NC
60094 | Clinton Battery Utility, LLC | 60297 | Clinton Battery | 968 Cherry Street | Blanchester | OH | 45107 | Clinton | 39.2959 | -83.9608 | RFC | PJM | PJM Interconnection, LLC |  | 22 | NR | 2 | IPP Non-CHP | N |  | N |  | Y | 17-3-000 | N | X |  | Duke Energy Ohio Inc | 3542 | OH | 34.5 |  |  | Y | 4 COUNTY ENERGY LLC | 5P GAS PIPELINE CO | ACADIAN GAS P L SYS | ALABAMA GAS CORP | None | X | X
60096 | Calvert Energy LLC | 60298 | Pine Valley Solar Farm, LLC | 100 Pine Valley Lane | West End | NC | 27376 | Moore | 35.2181 | -79.5293 | SERC | DUK | Duke Energy Carolinas |  | 22 | NR | 2 | IPP Non-CHP | N |  | Y | 15-962-000 | N |  | N |  |  | Duke Energy Progress - (NC) | 3046 | NC | 23 |  |  | N | [5 empty] | X | X
59209 | Half Moon Ventures, LLC | 60299 | HMV Minster Energy Storage System | 285 N. Ohio St | Village of Minster | OH | 45868 | Auglaize | 40.3988 | -84.3873 | RFC | PJM | PJM Interconnection, LLC |  | 22 | NR | 2 | IPP Non-CHP | N |  | N |  | N |  | N |  |  | Village of Minster - (OH) | 12660 | OH | 12.47 |  |  | Y | [5 empty] | X | X
5701 | El Paso Electric Co | 60300 | Montana Solar Facility | 13511 A Montana | El Paso | TX | 79938 | El Paso | 31.8131 | -106.2189 | WECC | EPE | El Paso Electric Company |  | 22 | RE | 1 | Electric Utility | N |  | N |  | N |  |  |  |  | El Paso Electric Co | 5701 | TX | 13.8
5701 | El Paso Electric Co | 60301 | Holloman Solar Facility | 1852 La Luz Gate Road | Holloman Air Force Ba | NM | 88330 | Otero | 32.9213 | -106.0724 | WECC | EPE | El Paso Electric Company |  | 22 | RE | 1 | Electric Utility | N |  | N |  | N |  |  |  |  | El Paso Electric Co | 5701 | NM | 13.2
60100 | PSEG Keys Energy Center, LLC | 60302 | Keys Energy Center | 10322 North Keys Road | Brandywine | MD | 20613 | Prince Georges | 38.6955 | -76.8278 | RFC | PJM | PJM Interconnection, LLC |  | 22 | NR | 2 | IPP Non-CHP | N |  | N |  | N |  |  |  |  | Potomac Electric Power Co | 15270 | MD | [5 empty] | DOMINION TRANSMISSION INCORPORATED
60099 | MS Solar 3, LLC | 60303 | Sumrall II Solar Farm | Epley Rd | Sumrall | MS | 39482 | Lamar | 31.3971 | -89.4859 | SERC | MISO | Midcontinent Independent Transmission System Operator, Inc.. |  | 22 | NR | 2 | IPP Non-CHP | N |  | N |  | Y | 16-77-000 |  |  |  | South Mississippi El Pwr Assn | 17568 |  | 69
60097 | San Isabel Solar, LLC | 60304 | San Isabel Solar, LLC |  | Trinidad | CO | 81082 | Las Animas | 37.372 | -104.843 | WECC | PSCO | Public Service Company of Colorado |  | 22 | NR | 2 | IPP Non-CHP | N |  | Y | 16-712-000 | N |  |  |  |  | Tri-State G & T Assn, Inc | 30151 |  | 115 |  |  | N
60095 | High Pockets Solar, LLC | 60305 | High Pockets Solar | North of the intersection of O | Shelby | NC | 28152 | Cleveland | 35.2309 | -81.573 | SERC | DUK | Duke Energy Carolinas |  | 22 | NR | 2 | IPP Non-CHP | N |  | Y | TBD | N |  |  |  |  | Duke Energy Carolinas, LLC | 5416 | NC | 22.8
60098 | MS Solar 2, LLC | 60306 | Sumrall I Solar Farm | Hwy 42 | Sumrall | MS | 39482 | Lamar | 31.4035 | -89.4976 | SERC | SOCO | Southern Company Services, Inc. - Trans |  | 22 | NR | 2 | IPP Non-CHP | N |  | Y | 15-862-000 | Y | 16-78-000 | N | X |  | Mississippi Power Co | 12686 | MS | 115 |  |  | N | [5 empty] | X | X
60106 | Mesquite Solar 2, LLC | 60307 | Mesquite Solar 2, LLC | 39903 W. Elliot Road | Tonopah | AZ | 85354 | Maricopa | 33.3328 | -112.9114 | WECC | CISO | California Independent System Operator |  | 22 | NR | 2 | IPP Non-CHP | N |  | N |  | N |  | N |  |  | San Diego Gas & Electric Co | 16609 | CA | 500 |  |  | N
60107 | Mesquite Solar 3, LLC | 60308 | Mesquite Solar 3, LLC | 39903 W. Elliot Road | Tonopah | AZ | 85354 | Maricopa | 33.3476 | -112.9368 | WECC | CISO | California Independent System Operator |  | 22 | NR | 2 | IPP Non-CHP | N |  | N |  | N |  | N |  |  | San Diego Gas & Electric Co | 16609 | CA | 500 |  |  | N
56615 | First Solar Project Development | 60309 | Portal Ridge Solar A, LLC | 7605 W Avenue H | Lancaster | CA | 93536 | Los Angeles | 34.7153 | -118.2591 | WECC | CISO | California Independent System Operator |  | 22 | NR | 2 | IPP Non-CHP | N |  | N |  | N |  | N |  |  | Southern California Edison Co | 17609 | CA | 69 |  |  | N | [5 empty] | N | X
60412 | Portal Ridge Solar, LLC | 60310 | Portal Ridge Solar B, LLC | 8586 W. Avenue H | Lancaster | CA | 93536 | Los Angeles | 34.7165 | -118.2821 | WECC | CISO | California Independent System Operator |  | 22 | NR | 2 | IPP Non-CHP | N |  | Y | 17-257-000 | Y | 16-105-000 | N | X |  | Southern California Edison Co | 17609 | CA | 69 |  |  | N | [5 empty] | X | X
60412 | Portal Ridge Solar, LLC | 60311 | Portal Ridge Solar C, LLC | 8000 W Avenue H | Lancaster | CA | 93536 | Los Angeles | 34.7141 | -118.2739 | WECC | CISO | California Independent System Operator |  | 22 | NR | 2 | IPP Non-CHP | N |  | Y | 17-258-000 | Y | 17-21-000 | N | X |  | Southern California Edison Co | 17609 | CA | 69 |  |  | N | [5 empty] | X | X
60104 | Howell Midland Farm, LLC | 60312 | Howell Midland Farm, LLC | 14022 Bethel Avenue Exd | Midland | NC | 28107 | Cabarrus | 35.2257 | -80.5431 | SERC | DUK | Duke Energy Carolinas |  | 22 | NR | 2 | IPP Non-CHP | N |  | Y | 15-27-000 | N |  |  |  |  | Duke Energy Carolinas, LLC | 5416 | NC | 13.8 |  |  | N
60110 | Augustus Farm, LLC | 60313 | Augustus Farm, LLC | 9815 U.S. 264 Alternate East | Farmville | NC | 27828 | Pitt | 35.5997 | -77.6391 | SERC | DUK | Duke Energy Carolinas |  | 22 | NR | 2 | IPP Non-CHP | N |  | Y | 15-1017-000 | N |  |  |  |  | Duke Energy Carolinas, LLC | 5416 | NC | 7.2 |  |  | N
49893 | Invenergy Services LLC | 60314 | Prairie Breeze III | 52016 Highway 70 | Elgin | NE | 68636 | Antelope | 41.9877 | -98.2104 | SPP | SWPP | Southwest Power Pool |  | 22 | NR | 2 | IPP Non-CHP | N |  | N |  | N |  |  |  |  | Southwest Public Power Dist | 17692 | NE | 230 |  |  | N
60112 | 97WI 8ME, LLC | 60315 | Midway Solar Farm III | 6986 English Road | Calipatria | CA | 92233 | Imperial | 33.1548 | -115.5449 | WECC | IID | Imperial Irrigation District |  | 22 | NR | 2 | IPP Non-CHP | N |  | N |  | N |  |  |  |  | Imperial Irrigation District | 9216 | CA | 230
19876 | Virginia Electric & Power Co | 60316 | Scott Solar Farm | 4325 Old Buckingham Road | Powhatan | VA | 23139 | Powhatan | 37.523 | -77.934 | SERC | PJM | PJM Interconnection, LLC |  | 22 | RE | 1 | Electric Utility | N |  | N |  | N |  |  |  |  | Virginia Electric & Power Co | 19876 | VA | 34.5 |  |  | N
56545 | Pattern Operators LP | 60317 | Grady Wind Energy Center, LLC | 410 SR 19 | Clovis | NM | 88101 | Curry | 34.7341 | -103.0922 | WECC | PNM | Public Service Company of New Mexico |  | 22 | NR | 2 | IPP Non-CHP | N |  | N |  | N |  | N |  |  | Public Service Co of NM | 15473 | NM | 34.5 |  |  | N | [5 empty] | X | X
19876 | Virginia Electric & Power Co | 60318 | Woodland Solar Farm | 18222 Longview Drive | Smithfield | VA | 23430 | Isle of Wight | 36.89 | -76.611 | SERC | PJM | PJM Interconnection, LLC |  | 22 | RE | 1 | Electric Utility | N |  | N |  | N |  |  |  |  | Virginia Electric & Power Co | 19876 | VA | 34.5 |  |  | N
19876 | Virginia Electric & Power Co | 60319 | Whitehouse Solar Farm | 655 Chalk Level Road | Louisa | VA | 23093 | Louisa | 38.023 | -77.972 | SERC | PJM | PJM Interconnection, LLC |  | 22 | RE | 1 | Electric Utility | N |  | N |  | N |  |  |  |  | Virginia Electric & Power Co | 19876 | VA | 34.5 |  |  | N
60970 | SunShare Management | 60320 | Jeffco Community Solar Gardens, LLC | 9105 Alkire Street | Arvada | CO | 80005 | Jefferson | 39.8596 | -105.1497 | WECC | PSCO | Public Service Company of Colorado |  | 22 | NR | 2 | IPP Non-CHP | N |  | Y | 16-794-000 | N |  |  |  |  | Public Service Co of Colorado | 15466 | CO | 13.2 |  |  | N
6042 | EUI Management PH Inc | 60321 | Windpark Unlimited 2 |  | Desert Hot Springs | CA | 92240 | Riverside | 33.931 | -116.6302 | WECC | CISO | California Independent System Operator |  | 22 | NR | 2 | IPP Non-CHP | N |  | Y | 16-565-000 | N |  | N |  |  | Southern California Edison Co | 17609 | CA | 12.5 |  |  | N
56615 | First Solar Project Development | 60324 | Willow Spring Solar, LLC | Kingbird Ave and 115th St W. | Rosamond | CA | 93560 | Kern | 34.8267 | -118.3352 | WECC | CISO | California Independent System Operator |  | 22 | NR | 2 | IPP Non-CHP | N |  | N |  | N |  | N |  |  | Southern California Edison Co | 17609 | CA | 230 |  |  | N | [5 empty] | N | X
56615 | First Solar Project Development | 60325 | Willow Spring Solar 3, LLC | 1762 105th St. West | Rosamond | CA | 93560 | Kern | 34.8455 | -118.3178 | WECC | CISO | California Independent System Operator |  | 22 | NR | 2 | IPP Non-CHP | N |  | N |  | N |  |  |  |  | Southern California Edison Co | 17609 | CA | 230 |  |  | N | [5 empty] | N | X
12341 | MidAmerican Energy Co | 60326 | O'Brien Wind | 620 Industrial Park Road | Primghar | IA | 51245 | O'Brien | 43.2004 | -95.6243 | MRO | MISO | Midcontinent Independent Transmission System Operator, Inc.. |  | 22 | RE | 1 | Electric Utility | N |  | N |  | N |  | N | X |  | MidAmerican Energy Co | 12341 | IA | 345 |  |  | N
56990 | NJR Clean Energy Ventures Corporation | 60327 | East Amwell | 219 John Ringo Road | East Amwell Twp | NJ | 8551 | Hunterdon | 40.4433 | -74.8764 | RFC | PJM | PJM Interconnection, LLC |  | 22 | NR | 2 | IPP Non-CHP | N |  | N |  | N |  |  |  |  | Jersey Central Power & Lt Co | 9726 | NJ | 12.47 |  |  | N | [5 empty] | N | X
19547 | Hawaiian Electric Co Inc | 60328 | Schofield Generating Station |  | Wahiawa | HI | 96786 | Honolulu | 21.4785 | -158.0581 |  | HECO | Hawaiian Electric Co Inc | Municipality | 22 | RE | 1 | Electric Utility | N |  | N |  | N |  |  |  |  | Hawaiian Electric Co Inc | 19547 | HI | 46 |  |  | N
56990 | NJR Clean Energy Ventures Corporation | 60329 | Ringer Hill Wind Farm, LLC | 687 Ringer Road | Salisbury | PA | 15558 | Somerset | 39.7447 | -79.1881 | RFC | PJM | PJM Interconnection, LLC |  | 22 | NR | 2 | IPP Non-CHP | N |  | N |  | N |  |  |  |  | Pennsylvania Electric Co | 14711 | PA | 115 |  |  | N | [5 empty] | N | X
58695 | Coronal Development Services | 60330 | Grove Solar Center, LLC | 2381 Grove School Lane | Vale | OR | 97918 | Malheur | 43.9367 | -117.3812 | WECC | IPCO | Idaho Power Company |  | 22 | NR | 2 | IPP Non-CHP | N |  | Y | 13-667-001 | N |  |  |  |  | Idaho Power Co | 9191 | OR | 12.47 |  |  | N
61060 | Cypress Creek Renewables | 60331 | Hyline Solar Center, LLC | 4910 Power Road | Ontario | OR | 97914 | Malheur | 44.1513 | -117.0001 | WECC | IPCO | Idaho Power Company |  | 22 | NR | 2 | IPP Non-CHP | N |  | Y | 14-70-001 | N |  |  |  |  | Idaho Power Co | 9191 | OR | 12.47 |  |  | N
58695 | Coronal Development Services | 60332 | Open Range Solar Center, LLC | 750 Owyhee Ave | Nyssa | OR | 97913 | Malheur | 43.7968 | -117.0653 | WECC | IPCO | Idaho Power Company |  | 22 | NR | 2 | IPP Non-CHP | N |  | Y | 13-665-000 | N |  |  |  |  | Idaho Power Co | 9191 | OR | 12.47 |  |  | N
61060 | Cypress Creek Renewables | 60333 | Railroad Solar Center, LLC | 966 Railroad Ave | Ontario | OR | 97914 | Malheur | 43.998 | -117.1012 | WECC | IPCO | Idaho Power Company |  | 22 | NR | 2 | IPP Non-CHP | N |  | Y | 13-232-001 | N |  |  |  |  | Idaho Power Co | 9191 | OR | 12.47 |  |  | N
61060 | Cypress Creek Renewables | 60334 | Thunderegg Solar Center, LLC | 402 Gem Ave | Nyssa | OR | 97913 | Malheur | 43.931 | -116.9876 | WECC | IPCO | Idaho Power Company |  | 22 | NR | 2 | IPP Non-CHP | N |  | Y | 14-235-000 | N |  |  |  |  | Idaho Power Co | 9191 | OR | 12.47 |  |  | N
61060 | Cypress Creek Renewables | 60335 | Vale Air Solar Center, LLC | 3750 Airport Road | Vale | OR | 97918 | Malheur | 43.965 | -117.2581 | WECC | IPCO | Idaho Power Company |  | 22 | NR | 2 | IPP Non-CHP | N |  | Y | 13-666-000 | N |  |  |  |  | Idaho Power Co | 9191 | OR | 12.47 |  |  | N
60118 | 83WI 8ME, LLC | 60336 | Midway Solar Farm 1 | 385 W. Sinclair Road | Calipatria | CA | 92233 | Imperial | 33.1766 | -115.5728 | WECC | IID | Imperial Irrigation District |  | 22 | NR | 2 | IPP Non-CHP | N |  | N |  | N |  |  |  |  | Imperial Irrigation District | 9216 | CA | 230
60125 | Providence Solar Center, LLC | 60337 | Providence Solar | HWY 138/Providence Rd | Madison | TN | 38391 | Madison | 35.5783 | -89.0478 | SERC | TVA | Tennessee Valley Authority |  | 22 | NR | 2 | IPP Non-CHP | N |  | N |  | N |  |  |  |  | Southwest Tennessee E M C | 17694 | TN | 12.47 |  |  | N
60128 | Electra Wind, LLC | 60338 | Electra Wind Farm | 13445 C R 134 East | Oklaunion | TX | 76364 | Wilbarger | 34.1029 | -99.1187 | TRE | ERCO | Electric Reliability Council of Texas, Inc. |  | 22 | NR | 2 | IPP Non-CHP | N |  | N |  | Y | 16-84-000 |  |  |  | Electric Transmission Texas LLC | 50174 |  | 345 |  |  | N
60129 | Horse Creek Wind, LLC | 60339 | Horse Creek Wind Farm | 694 CR 284 | Weinert | TX | 76388 | Haskell | 33.35 | -99.54 | TRE | ERCO | Electric Reliability Council of Texas, Inc. |  | 22 | NR | 2 | IPP Non-CHP | N |  | N |  | Y | 16-41-000 |  |  |  | Electric Transmission Texas LLC | 50174 |  | 345 |  |  | N
60130 | Albany Green Energy, LLC | 60340 | Albany Green Energy | 512 Liberty Parkway SE | Albany | GA | 31705 | Dougherty | 31.5559 | -84.1103 | SERC | SOCO | Southern Company Services, Inc. - Trans | Clairborne Aquifer | 22 | NR | 3 | IPP CHP | N |  | N |  | N |  | N |  |  | Georgia Power Co | 7140 | GA | 115 |  |  | N | ALBANY WTR GAS LT COMM |  |  |  |  | N | X
60127 | SSA Solar of NM 3, LLC | 60341 | Wal-Mart Truth or Consequences PV | 2001 H.R. Ashbaugh Drive | Truth or Consequences | NM | 87901 | Sierra | 33.1526 | -107.2498 | WECC | PNM | Public Service Company of New Mexico |  | 22 | NR | 2 | IPP Non-CHP | N |  | N |  | N |  |  |  |  | City of Truth or Consequences - (NM) | 19246 | NM | 12 |  |  | N
12341 | MidAmerican Energy Co | 60342 | Ida Grove Wind | TBd | Ida Grove | IA | 51455 | Ida | 42.3557 | -95.4204 | MRO | MISO | Midcontinent Independent Transmission System Operator, Inc.. |  | 22 | RE | 1 | Electric Utility | N |  | N |  | N |  | N | X |  | MidAmerican Energy Co | 12341 | IA | 345 |  |  | N
58135 | Ecos Energy LLC | 60344 | Sudbury Solar | 395 Vermont Route 30 | Sudbury | VT | 5733 | Rutland | 43.833 | -73.192 | NPCC | ISNE | ISO New England Inc. |  | 22 | NR | 2 | IPP Non-CHP | N |  | Y | 13-439-000 | N |  |  |  |  | Green Mountain Power Corp | 7601 | VT | 12.47 |  |  | N
6452 | Florida Power & Light Co | 60345 | Okeechobee Clean Energy Center | 3193 NE 366th Trail | Okeechobee | FL | 34972 | Okeechobee | 27.6342 | -80.7911 | FRCC | FPL | Florida Power & Light Company | Upper Floridian Acquifer | 22 | RE | 1 | Electric Utility | N |  | N |  | N |  |  |  |  | Florida Power & Light Co | 6452 | FL | 500
5109 | DTE Electric Company | 60346 | Demille Solar Farm | 2625 DeMille Rd | Lapeer | MI | 48446 | Lapeer | 43.04 | -83.3332 | RFC | MISO | Midcontinent Independent Transmission System Operator, Inc.. |  | 22 | RE | 1 | Electric Utility | N |  | N |  | N |  | N | X |  | ITC Midwest LLC | 56161 |  | 41.57 |  |  | N | [5 empty] | N | X
5109 | DTE Electric Company | 60347 | Turrill Solar Farm | 350 Turrill | Lapeer | MI | 48446 | Lapeer | 43.0347 | -83.3089 | RFC | MISO | Midcontinent Independent Transmission System Operator, Inc.. |  | 22 | RE | 1 | Electric Utility | N |  | N |  | N |  | N | X |  | ITC Midwest LLC | 56161 |  | 41.57 |  |  | N | [5 empty] | N | X
5109 | DTE Electric Company | 60348 | O'Shea Solar Farm | O'Shea Park | Detroit | MI | 48227 | Wayne | 42.378 | -83.2001 | RFC | MISO | Midcontinent Independent Transmission System Operator, Inc.. |  | 22 | RE | 1 | Electric Utility | N |  | N |  | N |  | N | X |  | ITC Midwest LLC | 56161 |  | 41.57 |  |  | N | [5 empty] | N | X
60146 | Ameresco Federal Solutions | 60349 | Hill AFB LFG Facility, Bldg #737 | 6100 Foulis Rd | Hill AFB | UT | 84056 | Davis | 41.129 | -111.9641 | WECC | PACE | PacifiCorp - East |  | 928 | NR | 4 | Commercial Non-CHP | N |  | Y | 03-157-000, 03-157-001 | N |  |  |  |  | PacifiCorp | 14354 | UT | 12.47 | 69 | 138 | N | [5 empty] | N | N
60145 | NRG Solar Las Vegas MB 2 | 60350 | NRG Solar Las Vegas MB 2, LLC | 3950 Las Vegas Blvd. S | Las Vegas | NV | 89919 | Clark | 36.0874 | -115.1754 | WECC | NEVP | Nevada Power Company |  | 22 | NR | 2 | IPP Non-CHP | N |  | Y | 16-566-000 | N |  |  |  |  | Nevada Power Co | 13407 | NV | 12.4 |  |  | N | [5 empty] | N | N
60143 | Bison Solar LLC | 60351 | Bison Solar LLC | 2720 East County Rd 82(Buckeye | Wellington | CO | 80549 | Larimer | 40.8638 | -105.0111 | WECC | PSCO | Public Service Company of Colorado |  | 22 | NR | 2 | IPP Non-CHP | N |  | Y | 16-711-000 | N |  |  |  |  | Platte River Power Authority | 15143 |  | 34.5 |  |  | N
17650 | Southern Power Co | 60352 | Boulder Solar Power, LLC | 17445 South US HWY 95 | Boulder City | NV | 89005 | Clark | 35.348 | -114.97 | WECC | NEVP | Nevada Power Company |  | 22 | NR | 2 | IPP Non-CHP | N |  | N |  | Y | EG16-86-00 | N |  |  | Nevada Power Co | 13407 | NV | 230 |  |  | N | [5 empty] | X | X
60150 | SunE DB42, LLC | 60353 | Cecil County CCVT HS | 912 Appleton Rd | Elkton | MD | 21921 | Cecil | 39.651 | -75.8083 | RFC | PJM | PJM Interconnection, LLC |  | 22 | NR | 2 | IPP Non-CHP | N |  | Y | 16-182-000 | N |  |  |  |  | Delmarva Power | 5027 | MD | 100 |  |  | N
60149 | Brady Wind II, LLC | 60354 | Brady II Wind Energy Center | 5206 109th AVE SW | Dickinson | ND | 58601 | Stark | 46.6115 | -102.7882 | MRO | SWPP | Southwest Power Pool |  | 22 | NR | 2 | IPP Non-CHP | N |  | N |  | N |  |  |  |  | Basin Electric Power Coop | 1307 | ND | 230 |  |  | N
60148 | Brady Wind, LLC | 60355 | Brady Wind Energy Center | 5206 109th Ave SW | Dickinson | ND | 58601 | Stark | 46.6465 | -102.7651 | MRO | SWPP | Southwest Power Pool |  | 22 | NR | 2 | IPP Non-CHP | N |  | N |  | N |  | N |  |  | Basin Electric Power Coop | 1307 | ND | 230 |  |  | N
60131 | South Field Energy, LLC | 60356 | South Field Energy | TBD | Wellsville | OH | 43968 | Columbiana | 40.6353 | -80.6782 | RFC | PJM | PJM Interconnection, LLC | Buckeye Water District | 22 | NR | 2 | IPP Non-CHP | N |  | N |  | N |  |  |  |  | Ohio Edison Co | 13998 | OH | 345 | 12
49893 | Invenergy Services LLC | 60357 | Lackawanna Energy Center | 1000 Sunnyside Road | Jessup | PA | 18434 | Lackawanna | 41.4714 | -75.5442 | RFC | PJM | PJM Interconnection, LLC |  | 22 | NR | 2 | IPP Non-CHP | N |  | N |  | N |  |  |  |  | PPL Electric Utilities Corp | 14715 | PA | 230 |  |  |  | UGI PENN NATURAL GAS
60147 | Enerparc Solar Development, LLC | 60358 | Hilly Branch | 2894 Hilly Branch Rd | Lumberton | NC | 28360 | Robeson | 34.5837 | -79.1485 | SERC | DUK | Duke Energy Carolinas |  | 22 | NR | 2 | IPP Non-CHP | N |  | N |  | Y | 16-757-000 | N |  |  | Duke Energy Carolinas, LLC | 5416 | NC | 12 |  |  | N | [5 empty] | N | N
60147 | Enerparc Solar Development, LLC | 60359 | Gastonia Solar Center | 609 Neal Hawkins Rd | Gastonia | NC | 28056 | Gaston | 35.229 | -81.1891 | SERC | DUK | Duke Energy Carolinas |  | 22 | NR | 2 | IPP Non-CHP | N |  | N |  | Y | 16-758-000 |  |  |  | Duke Energy Carolinas, LLC | 5416 | NC | 12
60147 | Enerparc Solar Development, LLC | 60360 | Pike Road Solar | 511 Pike Road | Siler City | NC | 27344 | Chatham | 35.8248 | -79.5037 | SERC | DUK | Duke Energy Carolinas |  | 22 | NR | 2 | IPP Non-CHP | N |  | N |  | Y | 16-759-000 |  |  |  | Duke Energy Carolinas, LLC | 5416 | NC | 12
61060 | Cypress Creek Renewables | 60361 | Wortham Solar Farm | 2527 US 1-158 Hwy North | Henderson | NC | 27537 | Vance | 36.3525 | -78.3763 | SERC | DUK | Duke Energy Carolinas |  | 22 | NR | 2 | IPP Non-CHP | N |  | Y | 14-684-000 | N |  |  |  |  | Duke Energy Progress - (NC) | 3046 | NC | 22.86 |  |  | N
56215 | E ON Climate Renewables N America LLC | 60362 | Magic Valley Wind Farm III LLC | TBD | Raymondville | TX | 78580 | Willacy | 26.49 | -97.81 | TRE | ERCO | Electric Reliability Council of Texas, Inc. |  | 22 | NR | 2 | IPP Non-CHP | N |  | N |  | N |  | N |  |  | AEP Texas Central Company | 3278 | TX | 345 |  |  | N | [5 empty] | N | X
61060 | Cypress Creek Renewables | 60363 | White Farm Solar, LLC | 2464 NC 35 Hwy | Woodland | NC | 27897 | Northampton | 36.3476 | -77.2224 | SERC | PJM | PJM Interconnection, LLC |  | 22 | NR | 2 | IPP Non-CHP | N |  | Y | Pending | N |  |  |  |  | Virginia Electric & Power Co | 19876 | NC | 12.47 |  |  | N
60154 | White Street Renewables LLC | 60364 | White Street Renewables | 2503 White Street | Greensboro | NC | 27405 | Guilford | 36.1045 | -79.7236 | SERC | DUK | Duke Energy Carolinas |  | 22 | NR | 2 | IPP Non-CHP | N |  | Y | 15-414-000, 15-394-000 | N |  |  |  |  | Duke Energy Carolinas, LLC | 5416 | NC | 23.9
60163 | Soltage LLC | 60365 | Vulcraft Solar | 5362 Railroad Street | Chemung | NY | 14825 | Chemung | 42.0059 | -76.6193 | NPCC | NYIS | New York Independent System Operator |  | 22 | NR | 2 | IPP Non-CHP | N |  | Y | 14-51-000, 14-51-001 | N |  | N |  |  | New York State Elec & Gas Corp | 13511 | NY | 12.47 |  |  | N | [5 empty] | X | X
60155 | Old Settler Wind, LLC | 60366 | Old Settler Wind | TBD | Floydada | TX | 79235 | Floyd | 34.0603 | -101.1876 | TRE | ERCO | Electric Reliability Council of Texas, Inc. |  | 22 | NR | 2 | IPP Non-CHP | N |  | N |  | N |  | N |  |  | Sharyland Utilities LP | 17008 | TX | 345 |  |  | N | [5 empty] | N | X
61060 | Cypress Creek Renewables | 60367 | Snow Camp Solar, LLC | 353 Clark Road | Snow Camp | NC | 27349 | Alamance | 35.8627 | -79.4235 | SERC | CPLE | Progress Energy Carolinas - EAST |  | 22 | NR | 2 | IPP Non-CHP | N |  | Y | SP-4442 | N |  |  |  |  | Randolph Electric Member Corp | 15671 | NC | 12.47 |  |  | N
60162 | Panda Hummel Station LLC | 60368 | Panda Hummel Station LLC | 2386 North Old Trail Road | Shamokin Dam | PA | 17876 | Snyder | 40.839 | -76.8255 | RFC | PJM | PJM Interconnection, LLC | Susquehanna River | 22 | NR | 2 | IPP Non-CHP | N |  | N |  | N |  | N |  |  | PPL Electric Utilities Corp | 14715 | PA | 500 |  |  | N | [5 empty] | N | X
61060 | Cypress Creek Renewables | 60369 | Battleboro Farm | 752 West Battleboro Ave | South Whitakers | NC | 27809 | Nash | 36.0586 | -77.7608 | SERC | PJM | PJM Interconnection, LLC |  | 22 | NR | 2 | IPP Non-CHP | N |  | Y | SP-3284 | N |  |  |  |  | Virginia Electric & Power Co | 19876 | NC | 12.47 |  |  | N
61060 | Cypress Creek Renewables | 60370 | Flint Hill Solar, LLC | 12326 NC 24-27 HWY | Carthage | NC | 28327 | Moore | 35.4027 | -79.5531 | SERC | CPLE | Progress Energy Carolinas - EAST |  | 22 | NR | 2 | IPP Non-CHP | N |  | Y | SP-4442 | N |  |  |  |  | Randolph Electric Member Corp | 15671 | NC | 12.47 |  |  | N
18454 | Tampa Electric Co | 60371 | Legoland Solar | 1 Legoland Way | Winter Haven | FL | 33884 | Polk | 27.9862 | -81.6902 | FRCC | TEC | Tampa Electric Company |  | 22 | RE | 1 | Electric Utility | N |  | N |  | N |  |  |  |  | Tampa Electric Co | 18454 | FL | 13.8 |  |  | N
17650 | Southern Power Co | 60372 | Lamesa Solar | TBD | Lamesa | TX | 79331 | Dawson | 32.7156 | -101.9265 | TRE | ERCO | Electric Reliability Council of Texas, Inc. |  | 22 | NR | 2 | IPP Non-CHP | N |  | N |  | Y | EG16-125-000 | N |  |  | Oncor Electric Delivery Company LLC | 44372 | TX | 138 |  |  | N | [5 empty] | X | X
56069 | SunCoke Energy, Inc. | 60373 | SunCoke Energy South Shore Facility | Hwy 23 | South Shore | KY | 41175 | Greenup | 38.738 | -82.925 | RFC | PJM | PJM Interconnection, LLC | Ohio River | 324 | NR | 6 | Industrial Non-CHP | N |  | N |  | N |  | N | [5 empty] | 138 |  |  | N
60167 | Concord Blue Eagar, LLC | 60374 | Concord Blue Eagar, LLC | 152 #4 County Road 4128 | Eagar | AZ | 85925 | Apache | 34.1149 | -109.375 | WECC | PNM | Public Service Company of New Mexico |  | 22 | NR | 2 | IPP Non-CHP | N |  | N |  | N |  | N |  |  | Navopache Electric Coop, Inc | 13318 | AZ | 24.9 | [8 empty] | X | X
60164 | ILR Landfill | 60375 | ILR Landfill | Mill Road | Edison | NJ | 8817 | Middlesex | 40.4705 | -74.3836 | RFC | PJM | PJM Interconnection, LLC |  | 22 | NR | 2 | IPP Non-CHP | N |  | N |  | N |  | N | X |  | Public Service Elec & Gas Co | 15477 | NJ | 26 |  |  | N | [5 empty] | N | N
60170 | Clean Energy Future-Lordstown, LLC | 60376 | Clean Energy Future-Lordstown, LLC | 1853 Henn Parkway | Lordstown | OH | 44481 | Trumbull | 41.1489 | -80.8516 | RFC | PJM | PJM Interconnection, LLC | Municipality | 22 | NR | 2 | IPP Non-CHP | N |  | N |  | N |  |  |  |  | American Transmission Systems Inc | 56162 |  | 345 |  |  |  | EAST OHIO GAS COMP DOMINION EAST OH
57044 | Constellation Solar New Jersey, LLC | 60378 | NHA at Mansfield NJ | 1059 Butler Park Rd Block 1509 | Washington | NJ | 7882 | Warren | 40.76 | -74.935 | RFC | PJM | PJM Interconnection, LLC |  | 22 | NR | 2 | IPP Non-CHP | N |  | Y | 16-334-000 | N |  | N |  |  | Jersey Central Power & Lt Co | 9726 | NJ | 34.5 |  |  | N | [5 empty] | N | X
60179 | Duroc Holdings, LLC | 60379 | Duroc Holdings | West of termination of Crepe M | Mocksville | NC | 27028 | Davie | 35.8692 | -80.565 | SERC | DUK | Duke Energy Carolinas |  | 22 | NR | 2 | IPP Non-CHP | N |  | Y | 16-906-000 | N |  |  |  |  | Duke Energy Carolinas, LLC | 5416 | NC | 24.9
61060 | Cypress Creek Renewables | 60380 | Shoe Creek Solar, LLC | 20882 McIntosh Road | Laurinburg | NC | 28352 | Scotland | 34.8449 | -79.3847 | SERC | DUK | Duke Energy Carolinas |  | 22 | NR | 2 | IPP Non-CHP | N |  | Y | SP-5219 | N |  |  |  |  | Duke Energy Progress - (NC) | 3046 | NC | 12.47
60177 | Solar Star Arizona XIII, LLC | 60381 | Sulphur Springs | 3625 Cochise Stronghold Road | Cochise | AZ | 85606 | Cochise | 32.0628 | -109.9193 | WECC |  |  |  | 22 | NR | 2 | IPP Non-CHP | N |  | N |  | Y | Pending |  |  |  | Sulphur Springs Valley E C Inc | 18280 | AZ | 24.9 | 69 |  | N
5416 | Duke Energy Carolinas, LLC | 60383 | Monroe Solar Facility | 2920 S Rocky River Rd | Monroe | NC | 28112 | Union | 34.9299 | -80.6256 | SERC | DUK | Duke Energy Carolinas |  | 22 | RE | 1 | Electric Utility | N |  | N |  | N |  | N | X |  | Duke Energy Carolinas, LLC | 5416 | NC | 100 |  |  | N | [5 empty] | X | X
60183 | SolNCPower10, LLC | 60384 | Hertford Solar Farm | 131 Snug Harbour Rd | Hertford | NC | 27944 | Perquimans | 36.1303 | -76.4909 | SERC | PJM | PJM Interconnection, LLC |  | 22 | NR | 2 | IPP Non-CHP | N |  | Y | 15-271-001 | N |  |  |  |  | Virginia Electric & Power Co | 19876 | NC | 34.5 |  |  | N
60182 | SRJFC, LLC | 60385 | Santa Rita Jail Fuel Cell | 5325 Broder Blvd | Dublin | CA | 94568 | Alameda | 37.7192 | -121.8869 | WECC | CISO | California Independent System Operator |  | 22 | NR | 3 | IPP CHP | Y | 16-833-000 | N |  | N |  | N |  |  | Pacific Gas & Electric Co | 14328 | CA | 12 |  |  | N |  | PACIFIC GAS |  |  |  | N
17650 | Southern Power Co | 60386 | RE Garland A | 21505 Gaskell Road | Rosamond | CA | 93560 | Kern | 34.8215 | -118.4974 | WECC | CISO | California Independent System Operator |  | 22 | NR | 2 | IPP Non-CHP | N |  | N |  | Y | EG15-113-000 | N |  |  | Southern California Edison Co | 17609 | CA | 230 |  |  | N | [5 empty] | X | X
49893 | Invenergy Services LLC | 60387 | Invenergy Nelson Expansion LLC | 1311 Nelson Road | Rock Falls | IL | 61071 | Lee | 41.7744 | -89.6065 | RFC | PJM | PJM Interconnection, LLC |  | 22 | NR | 2 | IPP Non-CHP | N |  | N |  | N |  |  |  |  | Commonwealth Edison Co | 4110 | IL | 345 |  |  |  |  | NATURAL GAS PL CO OF AMERICA
60187 | Granger Energy of Morgantown | 60388 | Granger Energy of Morgantown | 950 Shiloh Road | Morgantown | PA | 19543 | Berks | 40.1746 | -75.9137 | RFC | PJM | PJM Interconnection, LLC |  | 22 | NR | 2 | IPP Non-CHP | N |  | N |  | N |  |  |  |  | PPL Electric Utilities Corp | 14715 | PA | 12.47 |  |  | N
60191 | RE Barren Ridge 1, LLC | 60389 | RE Barren Ridge 1 | 26709 Highway 14 | Mojave | CA | 93501 | Kern | 35.2047 | -118.0687 | WECC | LDWP | Los Angeles Department of Water and Power |  | 22 | NR | 2 | IPP Non-CHP | N |  | N |  | N |  |  |  |  | Los Angeles Department of Water & Power | 11208 | CA | 230 |  |  | N
49893 | Invenergy Services LLC | 60390 | Beech Ridge Energy Storage | 128 Coleman Rd | Rupert | WV | 25984 | Greenbrier | 38.0878 | -80.4925 | RFC | PJM | PJM Interconnection, LLC |  | 22 | NR | 2 | IPP Non-CHP | N |  | N |  | N |  |  |  |  | Monongahela Power Co | 12796 | WV | 34.5 |  |  | Y
60189 | SJA Solar, LLC | 60391 | SJA Solar LLC-Solterra Monastery | 11 Alta Crest Rd | Spencer | MA | 1562 | Worcester | 42.2834 | -72.0085 | RFC | ISNE | ISO New England Inc. |  | 22 | NR | 2 | IPP Non-CHP | N |  | N |  | N |  |  |  |  | Massachusetts Electric Co | 11804 | MA | 23 |  |  | N
60195 | Groton Fuel Cell 1, LLC | 60392 | Pfizer Groton Fuel Cell | 445 Eastern Point Road | Groton | CT | 6340 | New London | 41.3339 | -72.0711 | NPCC | ISNE | ISO New England Inc. | NA | 22 | NR | 3 | IPP CHP | Y | 16-832-000 | N |  | N |  | N |  |  | Groton Dept of Utilities - (CT) | 7716 | CT | 13.8 |  |  | N |  | Algonquin Gas Transmission Company |  |  |  | N | X
60192 | Warbler Holdings, LLC | 60393 | Warbler Holdings | 631 Plato Lee Road | Shelby | NC | 28150 | Cleveland | 35.3188 | -81.6239 | SERC | DUK | Duke Energy Carolinas |  | 22 | NR | 2 | IPP Non-CHP | N |  | Y | 16-964-000 | N |  |  |  |  | Duke Energy Carolinas, LLC | 5416 | NC | 22.86
60193 | Tamworth Holdings, LLC | 60394 | Tamworth Holdings | US Hwy 701 and NC Hwy 201 | Garland | NC | 28441 | Bladen | 34.7456 | -78.4212 | SERC | DUK | Duke Energy Carolinas |  | 22 | NR | 2 | IPP Non-CHP | N |  | Y | 16-984-000 | N |  |  |  |  | Duke Energy Progress - (NC) | 3046 | NC | 24.9
60190 | MC1 Solar Farm, LLC | 60395 | MC1 Solar | NC Hwy 125 | Williamston | NC | 27892 | Martin | 35.8748 | -77.1397 | SERC | PJM | PJM Interconnection, LLC |  | 22 | NR | 2 | IPP Non-CHP | N |  | Y | 15-274-000 | N |  |  |  |  | Virginia Electric & Power Co | 19876 | NC | 34.5 |  |  | N
60197 | St. Pauls Solar 1, LLC | 60396 | St. Pauls Solar 1, LLC | US Hwy 301 N | St. Pauls | NC | 28384 | Robeson | 34.7716 | -78.9836 | SERC | DUK | Duke Energy Carolinas |  | 22 | NR | 2 | IPP Non-CHP | N |  | Y | 15-422-000 | N |  |  |  |  | Duke Energy Progress - (NC) | 3046 | NC | 22.86 |  |  | N
60198 | Kennedy Solar, LLC | 60397 | Kennedy Solar, LLC | 134 Water Tank Road | Warsaw | NC | 28398 | Duplin | 35.0123 | -78.0922 | SERC | DUK | Duke Energy Carolinas |  | 22 | NR | 2 | IPP Non-CHP | N |  | Y | 14-690-000 | Y | 14-690-000 |  |  |  | Duke Energy Progress - (NC) | 3046 | NC | 22.86 |  |  | N
60199 | Innovative Solar 65, LLC | 60398 | Innovative Solar 65 | 13005 X-Way Rd | Laurinburg | NC | 28352 | Scotland | 34.7587 | -79.5 | SERC | DUK | Duke Energy Carolinas |  | 22 | NR | 2 | IPP Non-CHP | N |  | Y | 14-651-000 | Y | 14-651-000 |  |  |  | Duke Energy Progress - (NC) | 3046 | NC | 22.86 |  |  | N
60200 | Lincoln Solar, LLC | 60399 | Lincoln Solar, LLC (NC) | 410 Wells Mill Road | Bostic | NC | 28018 | Rutherford | 35.3795 | -81.8176 | SERC | DUK | Duke Energy Carolinas |  | 22 | NR | 2 | IPP Non-CHP | N |  | Y | 15-92-000 | Y | 15-92-000 |  |  |  | Duke Energy Carolinas, LLC | 5416 | NC | 22.86 |  |  | N
60201 | Exum Farm Solar, LLC | 60400 | Exum Farm Solar, LLC | 3700 S. Highland Avenue | Grifton | NC | 28530 | Lenoir | 35.3704 | -77.4549 | SERC | DUK | Duke Energy Carolinas |  | 22 | NR | 2 | IPP Non-CHP | N |  | Y | 14-701-001 | Y | 14-701-001 |  |  |  | Duke Energy Progress - (NC) | 3046 | NC | 22.86 |  |  | N
61060 | Cypress Creek Renewables | 60401 | Bizzell Church Solar 1, LLC | 1456 Bizzell Grove Church Road | Selma | NC | 27526 | Johnston | 35.5494 | -78.1799 | SERC | DUK | Duke Energy Carolinas |  | 22 | NR | 2 | IPP Non-CHP | N |  | Y | SP-4394 | N |  |  |  |  | Duke Energy Progress - (NC) | 3046 | NC | 12.47 |  |  | N
61060 | Cypress Creek Renewables | 60402 | CB Bladen Solar, LLC | 1116 Braxton Edge Road | Fayetteville | NC | 28312 | Bladen | 34.8229 | -78.6243 | SERC | DUK | Duke Energy Carolinas |  | 22 | NR | 2 | IPP Non-CHP | N |  | Y | SP-5220 | N |  |  |  |  | Duke Energy Progress - (NC) | 3046 | NC | 12.47 |  |  | N
61060 | Cypress Creek Renewables | 60403 | Currin Solar, LLC | 5101 Old NC 75 | Oxford | NC | 27565 | Granville | 36.2896 | -78.6333 | SERC | DUK | Duke Energy Carolinas |  | 22 | NR | 2 | IPP Non-CHP | N |  | Y | SP-3631 | N |  |  |  |  | Duke Energy Progress - (NC) | 3046 | NC | 12.47 |  |  | N
60207 | Pisgah Mountain, LLC | 60404 | Pisgah Mountain Wind | 345 Pisgah Mountain Rd | Clifton | ME | 4428 | Penobscot | 44.7773 | -68.5234 | NPCC | ISNE | ISO New England Inc. |  | 22 | NR | 2 | IPP Non-CHP | N |  | Y | QF17-337-000 | N |  | N |  |  | Emera Maine | 1179 | ME | 115 |  |  | N | [5 empty] | X | X
60208 | Chaves Solar LLC | 60405 | Chaves Solar, LLC | 3655 Wrangler Rd | Roswell | NM | 88201 | Chaves | 33.45 | -104.456 | SPP | SWPP | Southwest Power Pool |  | 22 | NR | 2 | IPP Non-CHP | N |  | N |  | Y | 16-70-000 | N |  |  | Southwestern Public Service Co | 17718 | NM | 115 |  |  | N | [5 empty] | N | X
60209 | Roswell Solar, LLC | 60406 | Roswell Solar, LLC | 3650 East Pine Lodge Road | Roswell | NM | 88201 | Chaves | 33.4529 | -104.4611 | SPP | SWPP | Southwest Power Pool |  | 22 | NR | 2 | IPP Non-CHP | N |  | N |  | Y | 16-69-000 | N |  |  | Southwestern Public Service Co | 17718 | NM | 115 |  |  | N | [5 empty] | N | X
61060 | Cypress Creek Renewables | 60408 | Nash 97 Solar, LLC | 11250 North Carolina 97 | Middlesex | NC | 27557 | Nash | 35.8493 | -78.2115 | SERC | DUK | Duke Energy Carolinas |  | 22 | NR | 2 | IPP Non-CHP | N |  | Y | SP-4216 | N |  |  |  |  | Duke Energy Progress - (NC) | 3046 | NC | 12.47 |  |  | N
61060 | Cypress Creek Renewables | 60409 | South Winston Farm, LLC | 2270 West Clemmonsville Road | Winston-Salem | NC | 27127 | Forsyth | 36.0288 | -80.302 | SERC | DUK | Duke Energy Carolinas |  | 22 | NR | 2 | IPP Non-CHP | N |  | Y | SP-3168 | N |  |  |  |  | Duke Energy Carolinas, LLC | 5416 | NC | 12.47 |  |  | N
61060 | Cypress Creek Renewables | 60410 | Sullivan Solar, LLC | 3195 N Old 41 | Sullivan | IN | 47882 | Sullivan | 39.132 | -87.4138 | RFC | PJM | PJM Interconnection, LLC |  | 22 | NR | 2 | IPP Non-CHP | N |  | Y | 1645000 | N |  |  |  |  | Duke Energy Indiana, LLC | 15470 | IN | 12.47 |  |  | N
60163 | Soltage LLC | 60411 | Coventry Photovoltaic, LLC | 755-1225 Airport Road | Coventry | VT | 5825 | Orleans | 44.9102 | -72.2198 | NPCC | ISNE | ISO New England Inc. |  | 22 | NR | 2 | IPP Non-CHP | N |  | Y | 12-524-000 | N |  | N |  |  | Washington Electric Coop - (VT) | 20151 | VT | 48 |  |  | N | [5 empty] | X | X
58135 | Ecos Energy LLC | 60412 | Munro Valley Solar | 1640 Highway 395 | Olancha | CA | 93549 | Inyo | 36.2647 | -117.9955 | WECC | CISO | California Independent System Operator |  | 22 | NR | 2 | IPP Non-CHP | N |  | N |  | N |  | N |  |  | Los Angeles Department of Water & Power | 11208 | CA | 35 |  |  | N
57369 | Apple, Inc | 60413 | Bonnybrooke PV | 19240 Quail Run Road | Florence | AZ | 85132 | Pinal | 33.053 | -111.34 | WECC | SRP | Salt River Project |  | 22 | NR | 2 | IPP Non-CHP | N |  | Y | 17-738-000 | N |  | N |  |  | Salt River Project | 16572 | AZ | 115 |  |  | N
49893 | Invenergy Services LLC | 60414 | Bethel Wind Farm LLC | 657 CR 617 | Dimmitt | TX | 79027 | Castro | 34.5753 | -102.4747 | SPP | SWPP | Southwest Power Pool |  | 22 | NR | 2 | IPP Non-CHP | N |  | N |  | N |  |  |  |  | Southwestern Public Service Co | 17718 | TX | 115 |  |  | N
61060 | Cypress Creek Renewables | 60415 | Hardison Farm Solar, LLC | 19925 Hwy 64 | Williamston | NC | 27892 | Martin | 35.8308 | -77.0219 | SERC | PJM | PJM Interconnection, LLC |  | 22 | NR | 2 | IPP Non-CHP | N |  | Y | SP-14478 | N |  |  |  |  | Virginia Electric & Power Co | 19876 | NC | 12.47 |  |  | N
61060 | Cypress Creek Renewables | 60416 | Maxton Solar, LLC | 425 Elrod Rd | Maxton | NC | 28364 | Robeson | 34.7147 | -79.3146 | SERC | DUK | Duke Energy Carolinas |  | 22 | NR | 2 | IPP Non-CHP | N |  | Y | SP 15-420 | N |  |  |  |  | Duke Energy Progress - (NC) | 3046 | NC | 7 |  |  | N
61060 | Cypress Creek Renewables | 60417 | Modlin Solar Farm | 4975 Wild Cat Road | Williamston | NC | 27892 | Martin | 35.8503 | -77.1102 | SERC | PJM | PJM Interconnection, LLC |  | 22 | NR | 2 | IPP Non-CHP | N |  | Y | SP14-477 | N |  |  |  |  | Virginia Electric & Power Co | 19876 | NC | 7 |  |  | N
17470 | PUD 1 of Snohomish County | 60418 | Calligan Creek Hydroelectric Project | 48200 SE 3rd St | Snoqualmie | WA | 98065 | King | 47.6008 | -121.6886 | WECC | PSEI | Puget Sound Energy |  | 22 | RE | 1 | Electric Utility | N |  | N |  | N |  |  |  |  | Puget Sound Energy Inc | 15500 | WA | 34.5
60227 | ORNI 37 LLC | 60419 | Don A Campbell 2 Geothermal | 1132 Gabbs Valley Road | Luning | NV | 89420 | Mineral | 38.8358 | -118.3253 | WECC | NEVP | Nevada Power Company |  | 22 | NR | 2 | IPP Non-CHP | N |  | Y | QF# ER15-2330, QF15-952 | N |  | N |  |  | Nevada Power Co | 13407 | NV | 120 |  |  | N
60221 | North Slope LLC | 60420 | North Slope, LLC | 11 Marble River Way | Churubusco | NY | 12923 | Clinton | 44.8919 | -73.9425 | NPCC | NYIS | New York Independent System Operator |  | 22 | NR | 2 | IPP Non-CHP | N |  | N |  | N |  |  |  |  | New York State Elec & Gas Corp | 13511 | NY | 230 |  |  | N
40575 | Utah Associated Mun Power Sys | 60421 | Veyo Heat Recovery Project | 145 W. 1400 N | Gunlock | UT | 84733 | Washington | 37.348 | -113.765 | WECC | PACE | PacifiCorp - East | none | 22 | RE | 1 | Electric Utility | N |  | N |  | N |  |  |  |  | PacifiCorp | 14354 | UT | 34.5 |  |  | N
19876 | Virginia Electric & Power Co | 60422 | Morgan's Corner | 918 U.S. 158 | Elizabeth City | NC | 27909 | Pasquotank | 36.4211 | -76.3642 | SERC | PJM | PJM Interconnection, LLC |  | 22 | RE | 1 | Electric Utility | N |  | N |  | N |  |  |  |  | Virginia Electric & Power Co | 19876 | NC | 34.5 |  |  | N
58519 | Clean Energy Collective LLC | 60423 | Fairhaven C | 197 New Boston Rd | Fairhaven | MA | 2719 | Bristol | 41.663 | -70.8632 | NPCC | ISNE | ISO New England Inc. |  | 22 | NR | 2 | IPP Non-CHP | N |  | N |  | N |  |  |  |  | NSTAR Electric Company | 54913 | MA | 13.2 |  |  | N
58519 | Clean Energy Collective LLC | 60424 | West Bridgewater AB | 586 Manley St | West Bridgewater | MA | 2379 | Plymouth | 42.0253 | -71.0336 | NPCC | ISNE | ISO New England Inc. |  | 22 | NR | 2 | IPP Non-CHP | N |  | N |  | N |  |  |  |  | Massachusetts Electric Co | 11804 | MA | 13.8 |  |  | N
57081 | WGL Energy Systems, Inc | 60425 | Skidmore College | 122 Denton Road | Saratoga Springs | NY | 12866 | Saratoga | 43.0937 | -73.8113 | NPCC | NYIS | New York Independent System Operator |  | 22 | NR | 2 | IPP Non-CHP | N |  | N |  | N |  | N |  |  | New York State Elec & Gas Corp | 13511 | NY | 0.49 | 0.49 | 0.49 | N
60206 | Solar Star California XL, LLC | 60426 | RCWD PV Project | 2679 Washington Ave | Murrieta | CA | 92562 | Riverside | 33.5226 | -117.1815 | WECC | CISO | California Independent System Operator |  | 22 | NR | 2 | IPP Non-CHP | N |  | N |  | N |  |  |  |  | Southern California Edison Co | 17609 | CA | 12 |  |  | N
60228 | CoServ Electric | 60427 | CoServ Solar Station | 15554 Ike Byrom Rd | Aubrey | TX | 76227 | Denton | 33.2706 | -96.9792 | TRE | ERCO | Electric Reliability Council of Texas, Inc. |  | 22 | NR | 2 | IPP Non-CHP | N |  | N |  | N |  | N | X |  | Denton County Elec Coop, Inc | 5078 | TX | 24.9 |  |  | N | [5 empty] | N | N
58540 | California PV Energy LLC | 60428 | CA Department of Public Health at Richmo | 850 Marina Bay Parkway | Richmond | CA | 94804 | Contra Costa | 37.92 | -122.344 | WECC | CISO | California Independent System Operator |  | 22 | NR | 2 | IPP Non-CHP | N |  | N |  | N |  |  |  |  | Pacific Gas & Electric Co | 14328 | CA | 0.48 |  |  | N | [5 empty] | N
58508 | Carolina Solar Energy II LLC | 60429 | Tides Lane Farm | 150 Tides Lane Road | Louisburg | NC | 27549 | Franklin | 36.0694 | -78.2988 | SERC | CPLE | Progress Energy Carolinas - EAST |  | 22 | NR | 2 | IPP Non-CHP | N |  | Y | 16-349 | N |  | N |  |  | Duke Energy Progress - (NC) | 3046 | NC | 23
58508 | Carolina Solar Energy II LLC | 60430 | Cabaniss Solar | 61 Mary Day Drive | Louisburg | NC | 27549 | Franklin | 36.0777 | -78.26 | SERC | CPLE | Progress Energy Carolinas - EAST |  | 22 | NR | 2 | IPP Non-CHP | N |  | Y | 15-55 | N |  | N |  |  | Duke Energy Progress - (NC) | 3046 | NC | 23
60231 | SEC LHNY Solar One, LLC | 60431 | Tompkins Cortland Community College | 170 North Street | Dryden | NY | 13053 | Tompkins | 42.5025 | -76.2865 | NPCC | NYIS | New York Independent System Operator |  | 22 | NR | 2 | IPP Non-CHP | N |  | Y | QF 15-596-000 | N |  |  |  |  | Massachusetts Electric Co | 11804 | MA | 34.5 |  |  | N
60245 | Three Peaks Power LLC | 60432 | Three Peaks Power | 7856 N. Lund Highway | Cedar City | UT | 84721 | Iron | 37.8271 | -113.1371 | WECC | PACE | PacifiCorp - East |  | 22 | NR | 2 | IPP Non-CHP | N |  | Y | 15-959-000 | N |  |  |  |  | PacifiCorp | 14354 | UT | 138 |  |  | N
60229 | Quail Holdings, LLC | 60434 | Quail Holdings | west of termination of Crepe M | Mocksville | NC | 27028 | Davie | 35.8653 | -80.57 | SERC | DUK | Duke Energy Carolinas |  | 22 | NR | 2 | IPP Non-CHP | N |  | Y | QF16-1044-000 | N |  | N |  |  | EnergyUnited Elec Member Corp | 21632 | NC | 44
15470 | Duke Energy Indiana, LLC | 60435 | Crane Solar Facility | 300 Highway 361 | Crane | IN | 47522 | Martin | 38.8164 | -86.8842 | RFC | MISO | Midcontinent Independent Transmission System Operator, Inc.. |  | 22 | RE | 1 | Electric Utility | N |  | N |  | N |  | N | X |  | Duke Energy Indiana, LLC | 15470 | IN | 69 |  |  | N | [5 empty] | X | X
17650 | Southern Power Co | 60436 | East Pecos Solar | 7220 Nevill Road | McCamey | TX | 75792 | Pecos | 31.0009 | -102.2817 | TRE | ERCO | Electric Reliability Council of Texas, Inc. |  | 22 | NR | 2 | IPP Non-CHP | N |  | N |  | Y | EG16-127-000 | N |  |  | Electric Transmission Texas LLC | 50174 |  | 345 |  |  | N | [5 empty] | X | X
56990 | NJR Clean Energy Ventures Corporation | 60437 | Bernards Solar | 157 Pill Hill Road | Somerset | NJ | 7924 | Somerset | 40.7027 | -74.5816 | RFC | PJM | PJM Interconnection, LLC |  | 22 | NR | 2 | IPP Non-CHP | N |  | N |  | N |  |  |  |  | Jersey Central Power & Lt Co | 9726 | NJ | 12.5 |  |  | N | [5 empty] | N | X
60237 | Whitakers Farm, LLC | 60438 | Whitakers Farm (Fisher Rd) | 12300 Fisher Road | Whitakers | NC | 27891 | Nash | 36.1155 | -77.7251 | SERC | PJM | PJM Interconnection, LLC |  | 22 | NR | 2 | IPP Non-CHP | N |  | Y | QF 14-176 | N |  | N |  |  | Virginia Electric & Power Co | 19876 | NC | 34.5 |  |  | N
58508 | Carolina Solar Energy II LLC | 60439 | Sellers Farm Solar | 217 Old Laurinburg Rd. | Hamlet | NC | 28345 | Richmond | 34.882 | -79.6654 | SERC | CPLE | Progress Energy Carolinas - EAST |  | 22 | NR | 2 | IPP Non-CHP | N |  | Y | 16-345 | N |  | N |  |  | Duke Energy Progress - (NC) | 3046 | NC | 23
58508 | Carolina Solar Energy II LLC | 60440 | McGrigor Farm Solar | 1001 N US Highway 421 | Clinton | NC | 28328 | Sampson | 35.0198 | -78.3501 | SERC | CPLE | Progress Energy Carolinas - EAST |  | 22 | NR | 2 | IPP Non-CHP | N |  | Y | 16-347 | N |  | N |  |  | Duke Energy Progress - (NC) | 3046 | NC | 23
15248 | Portland General Electric Co | 60441 | Salem Smart Power Center | 1615 22nd Stree SE | Salem | OR | 97302 | Marion | 44.922 | -123.0183 | WECC | PGE | Portland General Electric Company |  | 22 | RE | 1 | Electric Utility | N |  | N |  | N |  | N | X |  | Portland General Electric Co | 15248 | OR | 12.47 |  |  | Y | [5 empty] | X
58519 | Clean Energy Collective LLC | 60442 | Carver MA 1 | 0 Solar Circle | Carver | MA | 2330 | Plymouth | 41.9428 | -70.7611 | NPCC | ISNE | ISO New England Inc. |  | 22 | NR | 2 | IPP Non-CHP | N |  | N |  | N |  |  |  |  | NSTAR Electric Company | 54913 | MA | 13.2 |  |  | N
58519 | Clean Energy Collective LLC | 60443 | Wareham MA 1 | 158 Tihonet Street | Wareham | MA | 2571 | Plymouth | 41.8017 | -70.7046 | NPCC | ISNE | ISO New England Inc. |  | 22 | NR | 2 | IPP Non-CHP | N |  | N |  | N |  |  |  |  | NSTAR Electric Company | 54913 | MA | 22.8 |  |  | N
15500 | Puget Sound Energy Inc | 60444 | Glacier Battery Storage | 6769 Vaughn Avenue | Glacier | WA | 98244 | Whatcom | 48.888 | -121.9462 | WECC | PSEI | Puget Sound Energy |  | 22 | RE | 1 | Electric Utility | N |  | N |  | N |  | N | X |  | Puget Sound Energy Inc | 15500 | WA | 12.47 |  |  | Y
61060 | Cypress Creek Renewables | 60445 | ID Solar | 18106 South Cloverdale Road | Kuna | ID | 83634 | Ada | 43.444 | -116.333 | WECC | IPCO | Idaho Power Company |  | 22 | NR | 2 | IPP Non-CHP | N |  | Y | 15-895, 15-895-001 | N |  |  |  |  | Idaho Power Co | 9191 | ID | 138 |  |  | N
57081 | WGL Energy Systems, Inc | 60446 | E&B Resources | 34740 Merced Ave | Bakersfield | CA | 93308 | Kern | 35.5346 | -119.06 | WECC | CISO | California Independent System Operator |  | 22 | NR | 2 | IPP Non-CHP | N |  | N |  | N |  | N | X |  | Pacific Gas & Electric Co | 14328 | CA | 481 | 489 | 475 | N | [5 empty] | N | N
57081 | WGL Energy Systems, Inc | 60447 | Presbyterian Senior Living Service | 11630 Glen Arms Road | Glen Arm | MD | 21057 | Baltimore | 39.4476 | -76.5163 | RFC | PJM | PJM Interconnection, LLC |  | 22 | NR | 2 | IPP Non-CHP | N |  | N |  | N |  |  |  |  | Baltimore Gas & Electric Co | 1167 | MD | 13.33 |  |  | N
57081 | WGL Energy Systems, Inc | 60448 | Valdosta | 1638 New Statenville Highway | Valdosta | GA | 31606 | Lowndes | 30.8101 | -83.226 | SERC | SOCO | Southern Company Services, Inc. - Trans |  | 22 | NR | 2 | IPP Non-CHP | N |  | N |  | N |  |  |  |  | Georgia Power Co | 7140 | GA | 0.49 |  |  | N
60238 | Pavant Solar II LLC | 60449 | Pavant Solar II LLC | 1330 West 8900 North Street | Fillmore | UT | 84631 | Millard | 39.1625 | -112.343 | WECC | PACE | PacifiCorp - East |  | 22 | NR | 2 | IPP Non-CHP | N |  | Y | 16-1072-000 | N |  |  |  |  | PacifiCorp | 14354 | UT | 46 |  |  | N
57081 | WGL Energy Systems, Inc | 60450 | Corcoran | 1520 Patterson Ave | Corcoran | CA | 93212 | Kings | 36.1023 | -119.5665 | WECC | CISO | California Independent System Operator |  | 22 | NR | 2 | IPP Non-CHP | N |  | N |  | N |  |  |  |  | Pacific Gas & Electric Co | 14328 | CA | 0.48 |  |  | N
57081 | WGL Energy Systems, Inc | 60451 | Brookside | 90 Tifft Road | North Smithfield | RI | 2896 | Providence | 41.9876 | -71.584 | NPCC | ISNE | ISO New England Inc. |  | 22 | NR | 2 | IPP Non-CHP | N |  | N |  | N |  |  |  |  | The Narragansett Electric Co | 13214 | RI | 1 |  |  | N
57081 | WGL Energy Systems, Inc | 60452 | Calverton | 3651 Middle Country Rd | Calverton | NY | 11933 | Suffolk | 40.9211 | -72.7437 | NPCC | NYIS | New York Independent System Operator |  | 22 | NR | 2 | IPP Non-CHP | N |  | N |  | N |  |  |  |  | Public Service Elec & Gas Co | 15477 | NJ | 2.87 |  |  | N
57081 | WGL Energy Systems, Inc | 60453 | Cummins, Inc | 4720 Baker St | Lakewood | NY | 14750 | Chautauqua | 42.0812 | -79.3612 | NPCC | NYIS | New York Independent System Operator |  | 22 | NR | 2 | IPP Non-CHP | N |  | N |  | N |  |  |  |  | Niagara Mohawk Power Corp. | 13573 | NY | 13.71 |  |  | N
57081 | WGL Energy Systems, Inc | 60454 | Houghton | 1 Willard Avenue | Houghton | NY | 14744 | Allegany | 42.4267 | -78.1566 | NPCC | NYIS | New York Independent System Operator |  | 22 | NR | 2 | IPP Non-CHP | N |  | N |  | N |  |  |  |  | New York State Elec & Gas Corp | 13511 | NY | 1.96 |  |  | N
60239 | Oneida DG Solar, LLC | 60455 | Oneida - South | 6415 Sutliff Rd | Whitestown | NY | 13492 | Oneida | 43.1664 | -75.3869 | NPCC | NYIS | New York Independent System Operator |  | 22 | NR | 2 | IPP Non-CHP | N |  | Y | 16-315-000 | N |  | N |  |  | Niagara Mohawk Power Corp. | 13573 | NY | 13.2 |  |  | N
60239 | Oneida DG Solar, LLC | 60456 | Oneida - West | 6575 Sutliff Rd | Whitestown | NY | 13492 | Oneida | 43.1696 | -75.4049 | NPCC | NYIS | New York Independent System Operator |  | 22 | NR | 2 | IPP Non-CHP | N |  | Y | 16-316-000 | N |  | N |  |  | Niagara Mohawk Power Corp. | 13573 | NY | 13.2 |  |  | N
60242 | Athens Energy, LLC | 60457 | Athens Energy | 164 Harmony Rd. | Athens | ME | 4912 | Somerset | 44.9455 | -69.6607 | NPCC | ISNE | ISO New England Inc. |  | 22 | NR | 2 | IPP Non-CHP | N |  | N |  | N |  | N | X |  | Central Maine Power Co | 3266 | ME | 12.47 |  |  | N | [5 empty] | N | N
60240 | SEC CRSD Solar One, LLC | 60458 | Hardwick-Athol & Eagle Hill | 262 Lower Rd | Hardwick | MA | 1031 | Worcester | 42.3084 | -72.1896 | NPCC | ISNE | ISO New England Inc. |  | 22 | NR | 2 | IPP Non-CHP | N |  | Y | pending | N |  |  |  |  | Massachusetts Electric Co | 11804 | MA | 13.2 |  |  | N
60248 | Agilon Energy LLC | 60459 | Port Comfort Power LLC | 135 Diebel Lane | Point Comfort | TX | 77978 | Calhoun | 28.6481 | -96.5462 | TRE | ERCO | Electric Reliability Council of Texas, Inc. |  | 22 | NR | 2 | IPP Non-CHP | N |  | N |  | N |  |  |  |  | AEP Texas Central Company | 3278 | TX | 138
60248 | Agilon Energy LLC | 60460 | Chamon Power LLC | 18511 Beaumont Hwy | Houston | TX | 77049 | Harris | 29.8832 | -95.1113 | TRE | ERCO | Electric Reliability Council of Texas, Inc. |  | 22 | NR | 2 | IPP Non-CHP | N |  | N |  | N |  |  |  |  | AEP Texas Central Company | 3278 | TX | 138
60947 | Tesla Inc. | 60461 | The Clorox Company | 1467 Perryman Rd | Aberdeen | MD | 21001 | Harford | 39.4721 | -76.2013 | NPCC | PJM | PJM Interconnection, LLC |  | 22 | NR | 2 | IPP Non-CHP | N |  | N |  | N |  |  |  |  | Baltimore Gas & Electric Co | 1167 | MD | 0.48 |  |  | N
60947 | Tesla Inc. | 60462 | Onondaga County- Clearwater | 1633 Rathburn Road | Oswego | NY | 13126 | Oswego | 43.4293 | -76.5157 | NPCC | ISNE | ISO New England Inc. |  | 22 | NR | 2 | IPP Non-CHP | N |  | N |  | N |  |  |  |  | Niagara Mohawk Power Corp. | 13573 | NY | 0.48 |  |  | N
60947 | Tesla Inc. | 60463 | Greene County Meter #1 | 84 Volunteer Drive | Cairo | NY | 12413 | Greene | 42.2948 | -74.0008 | NPCC | ISNE | ISO New England Inc. |  | 22 | NR | 2 | IPP Non-CHP | N |  | N |  | N |  |  |  |  | Central Hudson Gas & Elec Corp | 3249 | NY | 0.48 |  |  | N
60249 | Tenaska Pennsylvania Partners, LLC | 60464 | Tenaska Westmoreland Generating Station | 446 Smithton Pike | South Hungtindon | PA | 15448 | Westmoreland | 40.1752 | -79.6967 | RFC | PJM | PJM Interconnection, LLC | Municipality | 22 | NR | 2 | IPP Non-CHP | N |  | N |  | N | [7 empty] | 500
60947 | Tesla Inc. | 60465 | Chesapeake College | 1000 College Cir | Wye Mills | MD | 21679 | Queen Annes | 38.9534 | -76.0832 | NPCC | PJM | PJM Interconnection, LLC |  | 22 | NR | 2 | IPP Non-CHP | N |  | N |  | N |  |  |  |  | Delmarva Power | 5027 | MD | 0.48 |  |  | N
60217 | San Bernardino Valley Mun. Water Dist. | 60466 | Waterman Turnout Hydroelectric | 4899 North Waterman Ave | San Bernardino | CA | 92404 | San Bernardino | 34.1726 | -117.278 | WECC | CISO | California Independent System Operator | Foothill Feeder Pipeline | 22 | RE | 1 | Electric Utility | N |  | N |  | N |  |  |  |  | Southern California Edison Co | 17609 | CA | 12
803 | Arizona Public Service Co | 60467 | Red Rock | 25990 East Camino Adelante Roa | Red Rock | AZ | 85145 | Maricopa | 32.551 | -111.2892 | WECC | AZPS | Arizona Public Service Company |  | 22 | RE | 1 | Electric Utility | N |  | N |  | N |  |  |  |  | Arizona Public Service Co | 803 | AZ | 115
60252 | Friendswood Energy Genco, LLC | 60468 | Friendswood Energy | 12000 BLK Hiram Clarke Road | Houston | TX | 77085 | Harris | 29.6473 | -95.4515 | TRE | ERCO | Electric Reliability Council of Texas, Inc. |  | 22 | NR | 2 | IPP Non-CHP | N |  | N |  | N |  | N |  |  | CenterPoint Energy | 8901 | TX
61060 | Cypress Creek Renewables | 60469 | Solar Glynn | 850 Harry Driggers Blvd | Brunswick | GA | 31525 | Glynn | 31.25 | -81.433 | SERC | SOCO | Southern Company Services, Inc. - Trans |  | 22 | NR | 2 | IPP Non-CHP | N |  | Y | 16-149 | N |  |  |  |  | Georgia Power Co | 7140 | GA | 115 |  |  | N
60258 | Paulding Wind Farm III LLC | 60470 | Paulding Wind Farm III | 9630 SR 49 | Payne | OH | 45880 | Paulding | 41.121 | -84.751 | RFC | PJM | PJM Interconnection, LLC |  | 22 | NR | 2 | IPP Non-CHP | N |  | N |  | N |  |  |  |  | Ohio Power Co | 14006 | OH | 138 |  |  | N
60259 | Green River Wind Farm, LLC | 60471 | Green River Wind Farm | TBD | TBD | IL | 61042 | Lee | 41.6203 | -89.557 | RFC | PJM | PJM Interconnection, LLC |  | 22 | NR | 2 | IPP Non-CHP | N |  | N |  | N |  |  |  |  | Commonwealth Edison Co | 4110 | IL | 138
58519 | Clean Energy Collective LLC | 60472 | CPS 1 | 12750 E US Hwy 87 | Adkins | TX | 78101 | Bexar | 29.378 | -98.2692 | TRE | ERCO | Electric Reliability Council of Texas, Inc. |  | 22 | NR | 2 | IPP Non-CHP | N |  | N |  | N |  |  |  |  | City of San Antonio - (TX) | 16604 | TX | 13.2 |  |  | N
58519 | Clean Energy Collective LLC | 60473 | Westport MA 1 | 703 Old County Road | Westport | MA | 2790 | Bristol | 41.6211 | -71.057 | NPCC | ISNE | ISO New England Inc. |  | 22 | NR | 2 | IPP Non-CHP | N |  | N |  | N |  |  |  |  | NSTAR Electric Company | 54913 | MA | 13.2 |  |  | N
58661 | Sustainable Power Group, LLC | 60474 | Bayshore Solar B, LLC | West Avenue K and 100 St. West | Lancaster | CA | 93536 | Los Angeles | 34.6783 | -118.3026 | WECC | CISO | California Independent System Operator |  | 22 | NR | 2 | IPP Non-CHP | N |  | N |  | N |  | N |  |  | Southern California Edison Co | 17609 | CA | 220 |  |  | N | [5 empty] | N | N
58661 | Sustainable Power Group, LLC | 60475 | Bayshore Solar C, LLC | West Avenue J-8 and 105th Stre | Lancaster | CA | 93536 | Los Angeles | 34.6813 | -118.3141 | WECC | CISO | California Independent System Operator |  | 22 | NR | 2 | IPP Non-CHP | N |  | N |  | N |  | N |  |  | Southern California Edison Co | 17609 | CA | 220 |  |  | N | [5 empty] | N | N
58519 | Clean Energy Collective LLC | 60476 | Westport MA 2 | 703 Old County Road | Westport | MA | 2790 | Bristol | 41.6211 | -71.057 | NPCC | ISNE | ISO New England Inc. |  | 22 | NR | 2 | IPP Non-CHP | N |  | N |  | N |  |  |  |  | NSTAR Electric Company | 54913 | MA | 13.2 |  |  | N
60250 | DG Bethlehem Solar, LLC | 60477 | Bethlehem - East | 253-A Bridge Street | Selkirk | NY | 12158 | Albany | 42.539 | -73.8243 | NPCC | NYIS | New York Independent System Operator |  | 22 | NR | 2 | IPP Non-CHP | N |  | Y | QF16-388-000 | N |  | N |  |  | Niagara Mohawk Power Corp. | 13573 | NY | 13.2 |  |  | N
60250 | DG Bethlehem Solar, LLC | 60478 | Bethlehem - West | 253-B Bridge Street | Selkirk | NY | 12158 | Albany | 42.539 | -73.8243 | NPCC | NYIS | New York Independent System Operator |  | 22 | NR | 2 | IPP Non-CHP | N |  | Y | QF16-389-000 | N |  | N |  |  | Niagara Mohawk Power Corp. | 13573 | NY | 13.2 |  |  | N
61060 | Cypress Creek Renewables | 60480 | Germantown Solar, LLC | 2105 Rural Hall | Rural Hall | NC | 27045 | Forsyth | 36.2463 | -80.2546 | SERC | DUK | Duke Energy Carolinas |  | 22 | NR | 2 | IPP Non-CHP | N |  | N |  | N |  |  |  |  | Duke Energy Carolinas, LLC | 5416 | NC | 12.47 |  |  | N
58661 | Sustainable Power Group, LLC | 60481 | Bayshore Solar A, LLC | West Avenue K-8 and 90th Stree | Lancaster | CA | 93536 | Los Angeles | 34.6678 | -118.2981 | WECC | CISO | California Independent System Operator |  | 22 | NR | 2 | IPP Non-CHP | N |  | N |  | N |  | N |  |  | Southern California Edison Co | 17609 | CA | 220 |  |  | N | [5 empty] | N | N
60270 | Clark Canyon Hydro, LLC | 60483 | Clark Canyon Hydro-Electric Facility | Clark Canyon Dam | Dillon | MT | 59725 | Beaverhead | 44.999 | -112.857 | WECC | IPCO | Idaho Power Company |  | 22 | NR | 2 | IPP Non-CHP | N |  | N |  | N |  | N |  |  | Idaho Power Co | 9191 | ID |  |  |  | N | [5 empty] | N
60234 | Williamston West Farm, LLC | 60484 | Williamston West Farm, LLC | 14666 US HWY 64 | Williamston | NC | 27892 | Martin | 35.8365 | -77.108 | SERC | PJM | PJM Interconnection, LLC |  | 22 | NR | 2 | IPP Non-CHP | N |  | Y | QF14-174 | N |  | N |  |  | Virginia Electric & Power Co | 19876 | NC | 34.5 |  |  | N
60271 | Longboat Solar, LLC | 60485 | Longboat Solar, LLC | 25685 Community Blvd | Barstow | CA | 92311 | San Bernardino | 34.541 | -117.061 | WECC | CISO | California Independent System Operator |  | 22 | NR | 2 | IPP Non-CHP | N |  | Y | 16-1128-000 | N |  |  |  |  | Southern California Edison Co | 17609 | CA | 33 |  |  | N
60025 | Greenbacker Renewable Energy Corporation | 60486 | Greenfield Wind - MT | 179 7th Road NE | Fairfield | MT | 59436 | Teton | 47.723 | -111.963 | WECC | NWMT | NorthWestern Energy (NWMT) |  | 22 | NR | 2 | IPP Non-CHP | N |  | Y | 11-449-005 | N |  |  |  |  | NorthWestern Energy LLC - (MT) | 12825 | MT | 69 |  |  | N
60280 | River Road Solar, LLC | 60487 | River Road Solar, LLC | 951 River Road | Cofield | NC | 27922 | Hertford | 36.351 | -76.842 | SERC | PJM | PJM Interconnection, LLC |  | 22 | NR | 2 | IPP Non-CHP | N |  | Y | 15-447-001 | N |  |  |  |  | Virginia Electric & Power Co | 19876 | NC | 34.5 |  |  | N
60267 | Hartz Solar Hamilton LLC | 60489 | Hamilton Solar-Crosswicks | 1041 Yardville Allentown Road | Hamilton | NJ | 8690 | Mercer | 40.169 | -74.6301 | RFC | PJM | PJM Interconnection, LLC |  | 22 | NR | 2 | IPP Non-CHP | N |  | Y | 12-46-000 | N |  | N |  |  | Public Service Elec & Gas Co | 15477 | NJ | 12.47 |  |  | N | [5 empty] | N | X
60277 | 54 KR 8me LLC | 60490 | Redwood 4 Solar Farm | TBD Tower Line Road | Edison | CA | 93307 | Kern | 35.3142 | -118.8119 | WECC | CISO | California Independent System Operator |  | 22 | NR | 2 | IPP Non-CHP | N |  | N |  | N |  | N | X |  | Pacific Gas & Electric Co | 14328 | CA | 115 |  |  | N | [5 empty] | X | X
60278 | 64KT 8me LLC | 60491 | Springbok 3 Solar Farm | TBD | Cantil | CA | 93519 | Kern | 35.1712 | -118.0017 | WECC | LDWP | Los Angeles Department of Water and Power |  | 22 | NR | 2 | IPP Non-CHP | N |  | N |  | N |  | N | X |  | Los Angeles Department of Water & Power | 11208 | CA | 230 |  |  | N | [5 empty] | X | X
60281 | Altus Power America Management, LLC | 60492 | Rail Trail | 69 Van Deusenville Rd. | Great Barrington | MA | 1230 | Berkshire | 42.2431 | -73.3638 | NPCC | ISNE | ISO New England Inc. |  | 22 | NR | 2 | IPP Non-CHP | N |  | Y | QF16-1125-000 | N |  | N |  |  | Massachusetts Electric Co | 11804 | MA | 13.8 |  |  | N | [5 empty] | N | N
60281 | Altus Power America Management, LLC | 60493 | Rising Paper | 0 Park St. | Great Barrington | MA | 1230 | Berkshire | 42.2286 | -73.3445 | NPCC | ISNE | ISO New England Inc. |  | 22 | NR | 2 | IPP Non-CHP | N |  | Y | QF16-1124-000 | N |  | N |  |  | Massachusetts Electric Co | 11804 | MA | 13.8 |  |  | N | [5 empty] | N | N
60281 | Altus Power America Management, LLC | 60494 | Hampden | 229 Somers Rd. | Hampden | MA | 1036 | Hampden | 42.0447 | -72.4388 | NPCC | ISNE | ISO New England Inc. |  | 22 | NR | 2 | IPP Non-CHP | N |  | Y | QF16-1123-000 | N |  | N |  |  | Massachusetts Electric Co | 11804 | MA | 13.2 |  |  | N
60281 | Altus Power America Management, LLC | 60495 | Little Bay | 100 Dupont Drive | Providence | RI | 2907 | Providence | 41.7992 | -71.436 | NPCC | ISNE | ISO New England Inc. |  | 22 | NR | 2 | IPP Non-CHP | N |  | Y | QF14-357-000 | N |  | N |  |  | The Narragansett Electric Co | 13214 | RI | 23 |  |  | N
60281 | Altus Power America Management, LLC | 60496 | MEBA | 27050 St. Michael's Rd. | Easton | MD | 21601 | Talbot | 38.7729 | -76.1389 | RFC | PJM | PJM Interconnection, LLC |  | 22 | NR | 2 | IPP Non-CHP | N |  | Y | QF14-358-000 | N |  | N |  |  | Choptank Electric Coop, Inc | 3503 | MD | 12.47 |  |  | N
60263 | SR Skylark B, LLC | 60497 | SR Skylark B | 8505 CR 80.5 | Severance | CO | 80546 | Weld | 40.5795 | -104.8957 | WECC | WACM | Western Area Power Administration - Rocky Mountain Region |  | 22 | NR | 2 | IPP Non-CHP | N |  | N |  | N |  |  |  |  | Poudre Valley R E A, Inc | 15257 | CO | 12.47 |  |  | N
60281 | Altus Power America Management, LLC | 60498 | Shirley Water | 0 Walker Road | Shirley | MA | 1464 | Middlesex | 42.5546 | -71.6235 | NPCC | ISNE | ISO New England Inc. |  | 22 | NR | 2 | IPP Non-CHP | N |  | Y | QF16-1127-000 | N |  | N |  |  | Massachusetts Electric Co | 11804 | MA | 13.8 |  |  | N
60268 | Hartz Solar LLC | 60499 | Jefferson Avenue | 600 Jefferson Avenue | Secauscus | NJ | 7094 | Hudson | 40.7722 | -74.0687 | RFC | PJM | PJM Interconnection, LLC |  | 421 | NR | 4 | Commercial Non-CHP | N |  | Y | 10-226-000 | N |  |  |  |  | Public Service Elec & Gas Co | 15477 | NJ | 0.48 |  |  | N | [5 empty] | N | X
60268 | Hartz Solar LLC | 60500 | Westside Avenue | 8501 Westside Avenue | North Bergen | NJ | 7047 | Hudson | 40.8141 | -74.0213 | RFC | PJM | PJM Interconnection, LLC |  | 421 | NR | 4 | Commercial Non-CHP | N |  | Y | 13-39-000 | N |  |  |  |  | Public Service Elec & Gas Co | 15477 | NJ | 0.48 |  |  | N | [5 empty] | N | X
60268 | Hartz Solar LLC | 60501 | Hartz Way | 50 Hartz Way | Secaucus | NJ | 7094 | Hudson | 40.7828 | -74.0728 | RFC | PJM | PJM Interconnection, LLC |  | 421 | NR | 4 | Commercial Non-CHP | N |  | Y | 11-159-000 | N |  |  |  |  | Public Service Elec & Gas Co | 15477 | NJ | 0.48 |  |  | N | [5 empty] | N | X
17650 | Southern Power Co | 60502 | Tyler Bluff Wind Project, LLC | 5858 County Road 424 | Muenster | TX | 76252 | Cooke | 33.7039 | -97.372 | TRE | ERCO | Electric Reliability Council of Texas, Inc. |  | 22 | NR | 2 | IPP Non-CHP | N |  | N |  | Y | EG16-109-000 | N |  |  | Brazos Electric Power Coop Inc | 2172 |  | 138 |  |  | N | [5 empty] | X | X
60288 | Cattle Ridge Wind Farm, LLC | 60503 | Cattle Ridge Wind Farm 1 | TBD | Milbank | SD | 57252 | Grant | 45.1725 | -96.8527 | MRO | MISO | Midcontinent Independent Transmission System Operator, Inc.. |  | 22 | NR | 2 | IPP Non-CHP | N |  | N |  | N |  |  |  |  | Otter Tail Power Co | 14232 | SD | 345
60289 | Blazing Star Wind Farm, LLC | 60504 | Blazing Star Wind Farm 1 | TBD | Hendricks | MN | 56136 | Lincoln | 44.5441 | -96.3682 | MRO | MISO | Midcontinent Independent Transmission System Operator, Inc.. |  | 22 | NR | 2 | IPP Non-CHP | N |  | N |  | N |  |  |  |  | Great River Energy | 7570 |  | 345
60290 | Crocker Wind Farm, LLC | 60505 | Crocker Wind Farm | TBD | Clark | SD | 57225 | Clark | 45.0515 | -97.8264 | MRO | MISO | Midcontinent Independent Transmission System Operator, Inc.. |  | 22 | NR | 2 | IPP Non-CHP | N |  | N |  | N |  |  |  |  | WAPA-- Western Area Power Administration | 27000 | SD | 345
50174 | Electric Transmission Texas LLC | 60506 | ETT Presidio NaS Battery | 600 Hurd Street | Presidio | TX | 79845 | Presidio | 29.5663 | -104.3554 | TRE | ERCO | Electric Reliability Council of Texas, Inc. |  | 22 | NR | 2 | IPP Non-CHP | N |  | N |  | N |  |  |  |  | Electric Transmission Texas LLC | 50174 |  | 138 |  |  | Y
60947 | Tesla Inc. | 60507 | Broome County | 399 B | Conklin | NY | 13748 | Broome | 42.1047 | -75.9307 | NPCC | NYIS | New York Independent System Operator |  | 22 | NR | 2 | IPP Non-CHP | N |  | N |  | N |  |  |  |  | New York State Elec & Gas Corp | 13511 | NY | 1 |  |  | N
59462 | Heelstone Energy Holdings, LLC | 60509 | Valley Center | 29465 Cole Grade Road | Valley Center | CA | 92082 | San Diego | 33.2503 | -117.0226 | WECC | CISO | California Independent System Operator |  | 22 | NR | 2 | IPP Non-CHP | N |  | Y | 14-639-000 | N |  |  | X |  | San Diego Gas & Electric Co | 16609 | CA | 12.47 |  |  | N | [5 empty] | X | X
60292 | Advanced Solar Power Holdings, Inc | 60510 | Two Mile Desert Project | 180 Two Mile Desert Road | Hertford | NC | 27944 | Perquimans | 36.22 | -76.46 | SERC |  |  |  | 22 | NR | 2 | IPP Non-CHP | N |  | Y | QF15-435 | N |  |  |  |  | Virginia Electric & Power Co | 19876 | VA | 34.5
60293 | DG Colorado Solar, LLC | 60511 | Clear Spring Ranch PV Project | 7383 Loren Lane | Fountain | CO | 80817 | El Paso | 38.6021 | -104.6947 | WECC |  |  |  | 22 | NR | 2 | IPP Non-CHP | N |  | N |  | N |  |  |  |  | City of Colorado Springs - (CO) | 3989 | CO | 12.5 |  |  | N
57081 | WGL Energy Systems, Inc | 60514 | Seminole | 3621 Old Jakin Road | Donalsonville | GA | 39845 | Seminole | 31.0651 | -84.9317 | SERC | SOCO | Southern Company Services, Inc. - Trans |  | 22 | NR | 2 | IPP Non-CHP | N |  | N |  | N |  |  |  |  | Georgia Power Co | 7140 | GA | 0.49 |  |  | N
59462 | Heelstone Energy Holdings, LLC | 60516 | Granger | 30645 Mesa Crest Road | Valley Center | CA | 92082 | San Diego | 33.2704 | -117.0588 | WECC | CISO | California Independent System Operator |  | 22 | NR | 2 | IPP Non-CHP | N |  | Y | 14-638-000 | N |  |  | X |  | San Diego Gas & Electric Co | 16609 | CA | 12.47 |  |  | N | [5 empty] | X | X
17470 | PUD 1 of Snohomish County | 60517 | Hancock Creek Hydroelectric Project | 48000 North Lake Hancock RD SE | Snoqualmie | WA | 98065 | King | 47.5722 | -121.6897 | WECC | PSEI | Puget Sound Energy |  | 22 | RE | 1 | Electric Utility | N |  | N |  | N |  |  |  |  | Puget Sound Energy Inc | 15500 | WA | 34.5
7601 | Green Mountain Power Corp | 60518 | Stafford Hill Solar | 14 Gleason Road | Rutland | VT | 5701 | Rutland | 43.6194 | -72.9503 | NPCC | ISNE | ISO New England Inc. |  | 22 | RE | 1 | Electric Utility | N |  | N |  | N |  |  |  |  | Green Mountain Power Corp | 7601 | VT | 12.4 |  |  | Y
59380 | Enel Green Power NA, Inc. | 60519 | Albany Solar | 23505 360th St. | Albany | MN | 56307 | Stearns | 45.6413 | -94.5993 | MRO |  |  |  | 22 | NR | 2 | IPP Non-CHP | N |  | Y | QF16-734 | N |  |  |  |  | Northern States Power Co - Minnesota | 13781 | MN | 12.5 |  |  | N
59380 | Enel Green Power NA, Inc. | 60520 | Annandale Solar | 6523 Klever Ave NW | Annandale | MN | 55302 | Wright | 45.247 | -94.1069 | MRO |  |  |  | 22 | NR | 2 | IPP Non-CHP | N |  | Y | QF16-735 | N |  |  |  |  | Northern States Power Co - Minnesota | 13781 | MN | 12.5 |  |  | N
59380 | Enel Green Power NA, Inc. | 60521 | Atwater Solar | 19602 Hwy 12 NE (Pleasant Ave | Atwater | MN | 56209 | Kandiyohi | 45.1409 | -94.7697 | MRO |  |  |  | 22 | NR | 2 | IPP Non-CHP | N |  | Y | QF16-736 | N |  |  |  |  | Northern States Power Co - Minnesota | 13781 | MN | 13.8 |  |  | N
59380 | Enel Green Power NA, Inc. | 60522 | Chisago Solar | 35002 Lincoln Rd | North Branch | MN | 55056 | Chisago | 45.4525 | -92.902 | MRO |  |  |  | 22 | NR | 2 | IPP Non-CHP | N |  | Y | QF16-737 | N |  |  |  |  | Northern States Power Co - Minnesota | 13781 | MN | 34.5 |  |  | N
59380 | Enel Green Power NA, Inc. | 60523 | Dodge Center Solar | 63539 180th Ave | Dodge Center | MN | 55927 | Dodge | 44.026 | -92.8816 | MRO |  |  |  | 22 | NR | 2 | IPP Non-CHP | N |  | Y | QF16-738 | N |  |  |  |  | Northern States Power Co - Minnesota | 13781 | MN | 12.5 |  |  | N
59380 | Enel Green Power NA, Inc. | 60524 | Eastwood Solar | 21280 594th Ave | Mankato | MN | 56001 | Blue Earth | 44.1545 | -93.9166 | MRO |  |  |  | 22 | NR | 2 | IPP Non-CHP | N |  | Y | QF16-739 | N |  |  |  |  | Northern States Power Co - Minnesota | 13781 | MN | 13.8 |  |  | N
59380 | Enel Green Power NA, Inc. | 60525 | Hastings Solar | 13005 Norell Rd South | Hastings | MN | 55033 | Dakota | 44.7593 | -92.8249 | MRO |  |  |  | 22 | NR | 2 | IPP Non-CHP | N |  | Y | QF16-740 | N |  |  |  |  | Northern States Power Co - Minnesota | 13781 | MN | 12.5 |  |  | N
59380 | Enel Green Power NA, Inc. | 60526 | Lake Emily Solar | 31848 State Hwy 99 | St. Peter | MN | 56082 | Nicollet | 44.3204 | -93.9032 | MRO |  |  |  | 22 | NR | 2 | IPP Non-CHP | N |  | Y | QF16-741 | N |  |  |  |  | Northern States Power Co - Minnesota | 13781 | MN | 13.8 |  |  | N
59380 | Enel Green Power NA, Inc. | 60527 | Lake Pulaski Solar | 3013 Eaken Ave NE | Buffalo | MN | 55074 | Wright | 45.1959 | -93.8121 | MRO |  |  |  | 22 | NR | 2 | IPP Non-CHP | N |  | Y | QF16-742 | N |  |  |  |  | Northern States Power Co - Minnesota | 13781 | MN | 34.5 |  |  | N
59380 | Enel Green Power NA, Inc. | 60528 | Lawrence Creek Solar | 20264 310th St | Shafer | MN | 55074 | Chisago | 45.4013 | -92.6937 | MRO |  |  |  | 22 | NR | 2 | IPP Non-CHP | N |  | Y | QF16-743 | N |  |  |  |  | Northern States Power Co - Minnesota | 13781 | MN | 34.5 |  |  | N
59380 | Enel Green Power NA, Inc. | 60529 | Montrose Solar | 6500 Bishop Ave SW | Montrose | MN | 55363 | Wright | 45.0556 | -93.9228 | MRO |  |  |  | 22 | NR | 2 | IPP Non-CHP | N |  | Y | QF16-744 | N |  |  |  |  | Northern States Power Co - Minnesota | 13781 | MN | 12.5 |  |  | N
59380 | Enel Green Power NA, Inc. | 60530 | Paynesville Solar | 29572 185th St | Paynesville | MN | 56362 | Stearns | 45.3929 | -94.7212 | MRO |  |  |  | 22 | NR | 2 | IPP Non-CHP | N |  | Y | QF16-745 | N |  |  |  |  | Northern States Power Co - Minnesota | 13781 | MN | 34.5 |  |  | N
59380 | Enel Green Power NA, Inc. | 60531 | Pine Island Solar | 855 511th St NW | Pine Island | MN | 55963 | Goodhue | 44.2066 | -92.6636 | MRO |  |  |  | 22 | NR | 2 | IPP Non-CHP | N |  | Y | QF16-746 | N |  |  |  |  | Northern States Power Co - Minnesota | 13781 | MN | 12.5 |  |  | N
59380 | Enel Green Power NA, Inc. | 60532 | Waseca Solar | 36475 Lake St | Waseca | MN | 55963 | Waseca | 44.0924 | -93.531 | MRO |  |  |  | 22 | NR | 2 | IPP Non-CHP | N |  | Y | QF16-747 | N |  |  |  |  | Northern States Power Co - Minnesota | 13781 | MN | 23.9 |  |  | N
59380 | Enel Green Power NA, Inc. | 60533 | West Faribault Solar | 21756 Bagley Ave | Faribault | MN | 55021 | Rice | 44.2749 | -93.3106 | MRO |  |  |  | 22 | NR | 2 | IPP Non-CHP | N |  | Y | QF16-748 | N |  |  |  |  | Northern States Power Co - Minnesota | 13781 | MN | 13.8 |  |  | N
59380 | Enel Green Power NA, Inc. | 60534 | West Waconia Solar | 14900 118th St | Norwood Young America | MN | 55397 | Carver | 44.7899 | -93.9013 | MRO |  |  |  | 22 | NR | 2 | IPP Non-CHP | N |  | Y | QF16-749 | N |  |  |  |  | Northern States Power Co - Minnesota | 13781 | MN | 34.5 |  |  | N
61060 | Cypress Creek Renewables | 60535 | Saluda Solar, LLC | 864 Johnston HWY | Saluda | SC | 29138 | Saluda | 33.9684 | -81.7829 | SERC | SCEG | South Carolina Electric & Gas Company |  | 22 | NR | 2 | IPP Non-CHP | N |  | Y | QF16-291-000 | N |  | N |  |  | South Carolina Electric&Gas Company | 17539 | SC | 23.9 |  |  | N
60295 | University Of Arkansas | 60536 | UA Central Utility Plant | 845 W Dickson St | Fayetteville | AR | 72701 | Washington | 36.0663 | -94.1723 | SPP | SWPP | Southwest Power Pool |  | 611 | NR | 5 | Commercial CHP | N |  | N |  | N |  | N |  |  | Southwestern Electric Power Co | 17698 | AR | 12.47 |  |  | N | BLACK HILLS ENERGY |  |  |  |  | N
60297 | Limerick Road Solar, LLC | 60537 | Limerick Road Solar Farm | 197 Limerick Road | Shelburne | VT | 5482 | Chittenden | 44.3689 | -73.2471 | NPCC | ISNE | ISO New England Inc. |  | 22 | NR | 2 | IPP Non-CHP | N |  | Y | 8027 | N |  | N |  |  | Green Mountain Power Corp | 7601 | VT | 12.47 |  |  | N
60298 | Langdon Solar Farm, LLC | 60538 | Langdon Solar Farm, LLC | 879 Boyette Road | Four Oaks | NC | 27524 | Johnston | 35.4473 | -78.4135 | SERC | DUK | Duke Energy Carolinas |  | 22 | NR | 2 | IPP Non-CHP | N |  | Y | QF14-500 | N |  | N |  |  | Duke Energy Progress - (NC) | 3046 | NC | 13.2 |  |  | N
60303 | Innovative Solar 42, LLC | 60539 | Innovative Solar 42 | 3132 County Line Rd | Fayetteville | NC | 28306 | Bladen | 34.8476 | -78.8774 | SERC | DUK | Duke Energy Carolinas |  | 22 | NR | 2 | IPP Non-CHP | N |  | Y | QF14-305-000 | N |  | N |  |  | Duke Energy Progress - (NC) | 3046 | NC | 230 |  |  | N | [5 empty] | Y | Y
60304 | Innovative Solar 31, LLC | 60540 | Innovative Solar 31 | 316 White Farm Lane | Bladenboro | NC | 28320 | Bladen | 34.5394 | -78.7554 | SERC | DUK | Duke Energy Carolinas |  | 22 | NR | 2 | IPP Non-CHP | N |  | Y | QF14-133-000 | N |  |  |  |  | Duke Energy Progress - (NC) | 3046 | NC | 230
60302 | Wind GEM, LLC | 60541 | Wind GEM | 1235 Trenton Ave | Stuart | IA | 50250 | Adair | 41.47 | -94.3394 | MRO | MISO | Midcontinent Independent Transmission System Operator, Inc.. |  | 22 | NR | 2 | IPP Non-CHP | N |  | Y | QF15-613-000 | N |  | N |  |  | Farmers Electric Coop, Inc - (IA) | 6112 | IA | 12.47 |  |  | N | [5 empty] | N
60301 | 158th Fighter Wing | 60542 | 158th Fighter Wing Solar Farm | 30 Falcon St | South Burlington | VT | 5403 | Chittenden | 44.4777 | -73.1534 | NPCC |  |  |  | 22 | NR | 2 | IPP Non-CHP | N |  | N |  | N |  |  |  |  | Green Mountain Power Corp | 7601 | VT | 12 |  |  | N
7140 | Georgia Power Co | 60544 | Tri-County Solar Facility | 866 Oak Street | Eatonton | GA | 31024 | Putnam | 33.3081 | -83.3896 | SERC | SOCO | Southern Company Services, Inc. - Trans |  | 22 | RE | 1 | Electric Utility | N |  | N |  | N |  | N | X |  | Tri-County Elec Member Corp | 18956 | GA | 25 |  |  | N | [5 empty] | X | X
17650 | Southern Power Co | 60545 | Grant Plains Wind, LLC | 99644 Logan Rd. | Medford | OK | 73759 | Grant | 36.9708 | -97.7053 | SPP | SWPP | Southwest Power Pool |  | 22 | NR | 2 | IPP Non-CHP | N |  | N |  | Y | EG16-147-000 | N |  |  | Oklahoma Gas & Electric Co | 14063 | OK | 345 |  |  | N | [5 empty] | X | X
60947 | Tesla Inc. | 60546 | KIUC Kapaia PV and BA Storage Project | 34 Maalo Road | Lihue | HI | 96766 | Kauai | 21.9973 | -159.3792 | WECC | NA | No BA |  | 22 | NR | 2 | IPP Non-CHP | N |  | N |  | N |  | N |  |  | Kauai Island Utility Cooperative | 10071 | HI | 1 |  |  | Y
7601 | Green Mountain Power Corp | 60547 | GMP Solar - Richmond | 254 Governor Peck Highway | Richmond | VT | 5477 | Chittenden | 44.4269 | -73.0085 | NPCC | ISNE | ISO New England Inc. |  | 22 | RE | 1 | Electric Utility | N |  | Y | 16-766-000 | N |  |  |  |  | Green Mountain Power Corp | 7601 | VT | 12.47 |  |  | N
61060 | Cypress Creek Renewables | 60548 | NorWest Energy 2, LLC | 21850 Neff Rd. | Bend | OR | 97701 | Deschutes | 44.068 | -121.2284 | WECC |  |  |  | 22 | NR | 2 | IPP Non-CHP | N |  | Y | QF14-723-000 | N |  |  |  |  | PacifiCorp | 14354 | OR | 12.5 |  |  | N
59462 | Heelstone Energy Holdings, LLC | 60549 | ZV Solar 3, LLC | 72 Milk Dairy Road | Red Springs | NC | 28377 | Robeson | 34.8162 | -79.2002 | SERC | DUK | Duke Energy Carolinas |  | 22 | NR | 2 | IPP Non-CHP | N |  | Y | 15-694-002 | N |  |  | X |  | Duke Energy Progress - (NC) | 3046 | NC | 23 |  |  | N | [5 empty] | X | X
60251 | GRP Franklin Renewable Energy Facility, LLC | 60550 | GRP Franklin Renewable Energy Facility | 3465 Highway 198 | Carnesville | GA | 30521 | Franklin | 34.3761 | -83.3306 | SERC | SOCO | Southern Company Services, Inc. - Trans | Municipality | 22 | NR | 2 | IPP Non-CHP | N |  | N |  | N |  | N |  |  | Georgia Power Co | 7140 | GA | 13.8
60328 | Big Level Wind LLC | 60551 | Big Level Wind | TBD | Hector Township | PA | 16943 | Potter | 41.8693 | -77.6659 | RFC | PJM | PJM Interconnection, LLC |  | 22 | NR | 2 | IPP Non-CHP | N |  | N |  | N |  | N |  |  | Pennsylvania Electric Co | 14711 | PA | 115 |  |  | N | [5 empty] | N | X
60326 | Hattiesburg Farm, LLC | 60552 | Hattiesburg Solar Farm | TBD | Hattiesburg | MS | 39401 | Forrest | 31.2758 | -89.3012 | SERC | SOCO | Southern Company Services, Inc. - Trans | NA | 22 | NR | 2 | IPP Non-CHP | N |  | N |  | N |  | N |  |  | Mississippi Power Co | 12686 | MS |  |  |  | N
60327 | Southerland Farm Solar, LLC | 60553 | Southerland Farm Solar | 571 Gillburg Rd. | Henderson | NC | 27537 | Vance | 36.2656 | -78.3678 | SERC |  |  | NA | 22 | NR | 2 | IPP Non-CHP | N |  | Y | QF 15-178 | N |  | N |  |  | Duke Energy Progress - (NC) | 3046 | NC | 23 |  |  | N
60330 | SR South Loving, LLC | 60554 | Hazlehurst II | Hatton Still Road | Hazlehurst | GA | 31539 | Jeff Davis | 31.8194 | -82.6022 | SERC | SOCO | Southern Company Services, Inc. - Trans |  | 22 | NR | 2 | IPP Non-CHP | N |  | N |  | N |  |  |  |  | Satilla Rural Elec Member Corporation | 16674 | GA | 230 |  |  | N
60331 | Selmer North Solar I, LLC | 60555 | Selmer I | HWY 142 | Selmer | TN | 38375 | McNairy | 35.1406 | -88.5511 | SERC | TVA | Tennessee Valley Authority |  | 22 | NR | 2 | IPP Non-CHP | N |  | Y | QF16-279-000 | N |  |  |  |  | Pickwick Electric Coop | 15016 | TN | 25 |  |  | N
60332 | Selmer North Solar II, LLC | 60556 | Selmer II | 1350 Ervin Hester Road | Selmer | TN | 38375 | McNairy | 35.1661 | -88.6467 | SERC | TVA | Tennessee Valley Authority |  | 22 | NR | 2 | IPP Non-CHP | N |  | Y | QF16-280-000 | N |  |  |  |  | Pickwick Electric Coop | 15016 | TN | 25 |  |  | N
60333 | Peanut Solar LLC | 60557 | Peanut Solar | 114 Hidden Acre Drive | Shelby | NC | 28152 | Cleveland | 35.3896 | -81.4998 | SERC | DUK | Duke Energy Carolinas |  | 22 | NR | 2 | IPP Non-CHP | N |  | Y | QF15-471-000 | N |  |  |  |  | Duke Energy Carolinas, LLC | 5416 | NC | 22.86
60307 | NRG Solar Blythe II LLC | 60558 | Solar Blythe 2 | NRG Solar Blythe II LLC | Blythe | CA | 92225 | Riverside | 33.6187 | -114.6962 | WECC | CISO | California Independent System Operator |  | 22 | NR | 2 | IPP Non-CHP | N |  | N |  | N |  |  |  |  | Southern California Edison Co | 17609 | CA | 66
11701 | City of Marquette - (MI) | 60559 | Marquette Energy Center | 2200 Wright Street | Marquette | MI | 49855 | Marquette | 46.566 | -87.4372 | RFC | MISO | Midcontinent Independent Transmission System Operator, Inc.. |  | 22 | RE | 1 | Electric Utility | N |  | N |  | N |  | N | X |  | City of Marquette - (MI) | 11701 | MI | 69
60334 | SR Millington, LLC | 60560 | Millington Solar Farm | Kerrville Rosemark Road | Millington | TN | 38053 | Shelby | 35.3515 | -89.8547 | SERC | TVA | Tennessee Valley Authority |  | 22 | NR | 2 | IPP Non-CHP | N |  | N |  | N |  | N |  |  | Tennessee Valley Authority | 18642 | TN | 16.1
7140 | Georgia Power Co | 60561 | Cedartown Battery Energy Storage Project | 151 North Park Boulevard | Cedartown | GA | 30125 | Polk | 34.041 | -85.2233 | SERC | SOCO | Southern Company Services, Inc. - Trans |  | 22 | RE | 1 | Electric Utility | N |  | N |  | N |  | N | X |  | Georgia Power Co | 7140 | GA | 115 |  |  | Y | [5 empty] | X | X
7601 | Green Mountain Power Corp | 60562 | GMP Solar - Panton | 3772 Panton Road | Panton | VT | 5491 | Addison | 44.0858 | -73.1954 | NPCC | ISNE | ISO New England Inc. |  | 22 | RE | 1 | Electric Utility | N |  | Y | 16-765-000 | N |  |  |  |  | Green Mountain Power Corp | 7601 | VT | 12.47 |  |  | N
10433 | Kodiak Electric Assn Inc | 60563 | Flywheel Energy Storage System | Gibson Cove | Kodiak | AK | 99615 | Kodiak Island | 57.7801 | -152.4438 |  |  |  |  | 22 | RE | 1 | Electric Utility | N |  | N |  | N |  |  |  |  | Kodiak Electric Assn Inc | 10433 | AK | 12.47 |  |  | Y
16181 | Rochester Public Utilities | 60564 | Westside Energy Station | 5846 19th St. NW | Rochester | MN | 55901 | Olmsted | 44.039 | -92.5519 | MRO |  |  |  | 22 | RE | 1 | Electric Utility | N |  | N |  | N |  |  |  |  | Rochester Public Utilities | 16181 | MN | 16.1 |  |  | N | [5 empty] | N | X
60336 | SDGE Batteries | 60565 | Borrego Springs Energy Storage | 2100 Borrego Valley Road | Borrego Springs | CA | 92004 | San Diego | 33.2701 | -116.3496 | WECC | CISO | California Independent System Operator |  | 22 | RE | 1 | Electric Utility | N |  | N |  | N |  |  |  |  | San Diego Gas & Electric Co | 16609 | CA | 12 |  |  | Y | [5 empty] | N | X
60336 | SDGE Batteries | 60566 | Pala Energy Storage Yard | HWY 76 & Pala Del Norte | Pala | CA | 92059 | San Diego | 33.3565 | -117.1136 | WECC | CISO | California Independent System Operator |  | 22 | RE | 1 | Electric Utility | N |  | N |  | N |  |  |  |  | San Diego Gas & Electric Co | 16609 | CA | 12 |  |  | Y
60336 | SDGE Batteries | 60567 | Ortega Highway Energy Storage | 33608 Ortega Highway | San Juan Capistrano | CA | 92675 | Orange | 33.5621 | -117.5438 | WECC | CISO | California Independent System Operator |  | 22 | RE | 1 | Electric Utility | N |  | N |  | N |  |  |  |  | San Diego Gas & Electric Co | 16609 | CA | 12 |  |  | Y
60336 | SDGE Batteries | 60568 | Canyon Crest Academy | 5951 Village Center Loop Road | San Diego | CA | 92130 | San Diego | 32.9591 | -117.1916 | WECC | CISO | California Independent System Operator |  | 22 | RE | 1 | Electric Utility | N |  | N |  | N |  |  |  |  | San Diego Gas & Electric Co | 16609 | CA | 12 |  |  | Y
60336 | SDGE Batteries | 60569 | El Cajon Energy Storage | 904 W Main St | El Cajon | CA | 92020 | San Diego | 32.8115 | -117.0505 | WECC | CISO | California Independent System Operator |  | 22 | RE | 1 | Electric Utility | N |  | N |  | N |  |  |  |  | San Diego Gas & Electric Co | 16609 | CA |  |  |  | Y
60336 | SDGE Batteries | 60570 | Escondido Energy Storage | 571 Enterprise Street | San Diego | CA | 92029 | San Diego | 33.1244 | -117.1143 | WECC | CISO | California Independent System Operator |  | 22 | RE | 1 | Electric Utility | N |  | N |  | N |  |  |  |  | San Diego Gas & Electric Co | 16609 | CA |  |  |  | Y
16764 | City of San Diego | 60571 | North City Cogeneration Facility | 4949 Eastgate Mall | San Diego | CA | 92121 | San Diego | 32.8778 | -117.1978 | WECC | CISO | California Independent System Operator | Municipality | 22132 | NR | 4 | Commercial Non-CHP | N |  | Y | 10-321-000 | N |  | N |  |  | San Diego Gas & Electric Co | 16609 | CA | 4.16 |  |  | N
56615 | First Solar Project Development | 60572 | White Wing Solar | Intersection of Ave 66E and Co | Yuma | AZ | 85364 | Yuma | 32.9941 | -113.5088 | WECC | CISO | California Independent System Operator |  | 22 | NR | 2 | IPP Non-CHP | N |  | N |  | N |  |  |  |  | Arizona Public Service Co | 803 | AZ | 500
60338 | HQC Rock River Solar Power Generation Station LLC | 60573 | HQC Rock River Solar Power Gen Station | 827 West B-R Town Line Road | Beloit | WI | 53511 | Rock | 42.5788 | -89.033 | MRO | MISO | Midcontinent Independent Transmission System Operator, Inc.. |  | 22 | NR | 2 | IPP Non-CHP | N |  | Y | QF16-56-000 | N |  |  |  |  | Wisconsin Power & Light Co | 20856 | WI | 4.16 |  |  | N
57170 | EDF Renewable Asset Holdings, Inc. | 60574 | Great Western Wind Energy, LLC | 59165 S County Road 191 | Arnett | OK | 73832 | Ellis | 36.1665 | -99.596 | SPP | SWPP | Southwest Power Pool | NA | 22 | NR | 2 | IPP Non-CHP | N |  | N |  | N |  | N |  |  | Northwestern Electric Coop Inc - (OK) | 13807 | OK | 345 |  |  | N
60341 | Wadesboro Farm 2, LLC | 60575 | Wadesboro Farm 2 | 3095 US Hwy 52N | Wadesboro | NC | 28170 | Anson | 35.0234 | -80.0932 | SERC | CPLE | Progress Energy Carolinas - EAST | NA | 22 | NR | 2 | IPP Non-CHP | N |  | Y | QF 15-288-000 | N |  | N |  |  | Duke Energy Progress - (NC) | 3046 | NC | 23 |  |  | N
60342 | Wadesboro Farm 3, LLC | 60576 | Wadesboro Farm 3 | 604 Stanback Ferry Ice Plant R | Wadesboro | NC | 28170 | Anson | 34.9694 | -80.051 | SERC | CPLE | Progress Energy Carolinas - EAST |  | 22 | NR | 2 | IPP Non-CHP | N |  | Y | QF 15-291-000 | N |  | N |  |  | Duke Energy Progress - (NC) | 3046 | NC | 23 |  |  | N
60343 | Hector Farm, LLC | 60577 | Hector Farm | 307 Shiloh Rd. | Troy | NC | 27371 | Montgomery | 35.3762 | -79.9097 | SERC | CPLE | Progress Energy Carolinas - EAST |  | 22 | NR | 2 | IPP Non-CHP | N |  | Y | QF 15-174 | N |  | N |  |  | Duke Energy Progress - (NC) | 3046 | NC |  |  |  | N
60344 | Kojak Farm, LLC | 60578 | Kojak Farm | 9360 Pace Rd. | Bailey | NC | 27807 | Nash | 35.7991 | -78.1022 | SERC | CPLE | Progress Energy Carolinas - EAST |  | 22 | NR | 2 | IPP Non-CHP | N |  | Y | QF15-285 | N |  | N |  |  | Duke Energy Progress - (NC) | 3046 | NC | 23 |  |  | N
60345 | Meriwether Farm, LLC | 60579 | Meriwether Farm | 830 Lewis St. | Oxford | NC | 27565 | Granville | 36.2889 | -78.6046 | SERC | CPLE | Progress Energy Carolinas - EAST |  | 22 | NR | 2 | IPP Non-CHP | N |  | Y | QF 15-175-00 | N |  | N |  |  | Duke Energy Progress - (NC) | 3046 | NC | 23 |  |  | N
60346 | Soluga Farms III, LLC | 60580 | Soluga Farms III | 10082 Dunn Rd. | Godwin | NC | 28344 | Cumberland | 35.2193 | -78.6733 | SERC | CPLE | Progress Energy Carolinas - EAST |  | 22 | NR | 2 | IPP Non-CHP | N |  | Y | QF14-339-000 | N |  | N |  |  | Duke Energy Progress - (NC) | 3046 | NC | 22.86 |  |  | N
56769 | Consolidated Edison Development Inc. | 60581 | Upton County Solar | 2361 Letter B Road | McCamey | TX | 79752 | Upton | 31.2418 | -102.2903 | TRE | ERCO | Electric Reliability Council of Texas, Inc. |  | 22 | NR | 2 | IPP Non-CHP | N |  | N |  | N |  |  |  |  | Lower Colorado River Authority | 11269 |  | 138
60348 | FL Solar 1, LLC | 60582 | CoTAL Solar Farm | 5700 Springhill Rd. | Tallahassee | FL | 32305 | Leon | 30.3793 | -84.3539 | FRCC | TAL | City of Tallahassee |  | 22 | NR | 2 | IPP Non-CHP | N |  | Y | QF16-1297-000 | Y | EG16-155-000 | N |  |  | City of Tallahassee - (FL) | 18445 | FL
60347 | AL Solar A, LLC | 60583 | LaFayette Solar Farm | 11475 County Rd 83 | LaFayette | AL | 36862 | Chambers | 32.8763 | -85.3882 | SERC | SOCO | Southern Company Services, Inc. - Trans | NA | 22 | NR | 2 | IPP Non-CHP | N |  | Y | QF16-208-001 | Y | EG16-156-000 | N |  |  | Alabama Power Co | 195 | AL |  |  |  | N
19876 | Virginia Electric & Power Co | 60584 | Oceana Solar | Hornet Drive | Virginia Beach | VA | 23453 | Virginia Beach City | 36.7898 | -76.0514 | SERC |  |  |  | 22 | RE | 1 | Electric Utility | N |  | N |  | N |  |  |  |  | Virginia Electric & Power Co | 19876 | VA | 34.5
20065 | Walton Electric Member Corp | 60585 | Mount Vernon Solar | 840 US Hgwy 78 | Monroe | GA | 30655 | Walton | 33.8388 | -83.638 | SERC |  |  |  | 22 | RE | 1 | Electric Utility | N |  | N |  | N |  | N | X |  | Walton Electric Member Corp | 20065 | GA | 24.95 |  |  | N | [5 empty] | N
20065 | Walton Electric Member Corp | 60586 | Pleasant Valley Solar | 42 Pleasant Valley Road | Monroe | GA | 30655 | Walton | 33.7368 | -83.6971 | SERC |  |  |  | 22 | RE | 1 | Electric Utility | N |  | N |  | N |  |  |  |  | Walton Electric Member Corp | 20065 | GA | 24.95 |  |  | N
57170 | EDF Renewable Asset Holdings, Inc. | 60587 | Kelly Creek Wind Project | 1456 E 3900N Rd | Cabery | IL | 60919 | Ford | 40.9675 | -88.1975 | RFC | PJM | PJM Interconnection, LLC |  | 22 | NR | 2 | IPP Non-CHP | N |  | N |  | N |  | N |  |  | Commonwealth Edison Co | 4110 | IL | 138 |  |  | N
60349 | Juneau Hydropower, Inc | 60588 | Sweetheart Lake Hydroelectric Facility | Gilbert Bay | Juneau | AK | 99801 | Juneau | 57.9449 | -133.6867 |  |  |  |  | 22 | NR | 2 | IPP Non-CHP | N |  | Y | 16-490 | N |  |  |  |  | Alaska Electric Light&Power Co | 213 | AK | 138
60350 | CPV Fairview, LLC | 60589 | CPV Fairview Energy Center | 2862 William Penn Avenue | Johnstown | PA | 15909 | Cambria | 40.412 | -78.855 | RFC | PJM | PJM Interconnection, LLC | Cambria Somerset Authority | 22 | NR | 2 | IPP Non-CHP | N |  | N |  | N |  | N |  |  | Pennsylvania Electric Co | 14711 | PA | 500 |  |  | N | [5 empty] | N | X
60352 | Golden Fields Solar I, LLC | 60590 | Golden Fields Solar I, LLC | Holiday Ave and 150th St. W | Rosamond | CA | 93560 | Kern | 34.839 | -118.3868 | WECC | CISO | California Independent System Operator |  | 22 | NR | 2 | IPP Non-CHP | N |  | N |  | N |  | N |  |  | Southern California Edison Co | 17609 | CA | 220 |  |  | N | [5 empty] | N | N
60353 | Solar Star California, XLI, LLC | 60591 | Solar Star California, XLI, LLC | Holiday Ave and 150th St. W | Rosamond | CA | 93560 | Kern | 34.839 | -118.3868 | WECC | CISO | California Independent System Operator |  | 22 | NR | 2 | IPP Non-CHP | N |  | N |  | Y | EG16-54-000 | N |  |  | Southern California Edison Co | 17609 | CA | 220 |  |  | N | [5 empty] | N
60819 | Rush Springs Wind Project | 60592 | Rush Springs Wind | 1579 County Rd 1600 | Marlow | OK | 73055 | Stephens | 34.6829 | -97.8293 | SPP | SWPP | Southwest Power Pool |  | 22 | NR | 2 | IPP Non-CHP | N |  | N |  | N |  | N |  |  | Public Service Co of Oklahoma | 15474 | OK | 345 |  |  | N
19497 | United Illuminating Co | 60593 | UI RCP Woodbridge FC | 25 Newton Rd | Woodbridge | CT | 6525 | New Haven | 41.358 | -73.0078 | NPCC | ISNE | ISO New England Inc. |  | 22 | RE | 1 | Electric Utility | N |  | N |  | N |  |  |  |  | United Illuminating Co | 19497 | CT | 13.8 |  |  | N | SOUTHERN CONNECTICUT GAS COMPANY | ALGONQUIN GAS TRANSMISSION COMPANY | IROQUOIS GAS TRANSMISSION SYS LP |  |  | N | N
2770 | Terra-Gen Operating Co LLC | 60594 | Voyager Wind I | 7021 Oak Creek Road | Mojave | CA | 93501 | Kern | 35.0461 | -118.2827 | WECC | CISO | California Independent System Operator |  | 22 | NR | 2 | IPP Non-CHP | N |  | N |  | Y | 16-31-000 | N |  |  | Southern California Edison Co | 17609 | CA | 230 |  |  | N
58672 | Everpower Wind Holdings Inc | 60595 | Sand Creek Wind Farm | JB Road | Vida | MT | 59274 | McCone | 47.911 | -105.498 | MRO | WAUW | Western Area Power Administration UGP West |  | 22 | NR | 2 | IPP Non-CHP | N |  | N |  | N |  | N |  |  | WAPA-- Western Area Power Administration | 27000 | MT | 115 |  |  | N
58672 | Everpower Wind Holdings Inc | 60596 | Baron Winds Farm | Brown Hill Road | Cohocton | NY | 14826 | Steuben | 42.375 | -77.593 | NPCC | NYIS | New York Independent System Operator |  | 22 | NR | 2 | IPP Non-CHP | N |  | N |  | N |  | N |  |  | New York State Elec & Gas Corp | 13511 | NY | 230 |  |  | N
60163 | Soltage LLC | 60597 | Wayne Solar III LLC | 5538 US 70 E | Goldsboro | NC | 27534 | Wayne | 35.3244 | -77.8712 | SERC | DUK | Duke Energy Carolinas |  | 22 | NR | 2 | IPP Non-CHP | N |  | Y | QF13-108-000 | N |  | N |  |  | Duke Energy Carolinas, LLC | 5416 | NC | 23 |  |  | N | [5 empty] | X | X
60163 | Soltage LLC | 60598 | Wayne Solar II LLC | 1134 US Highway 13 South | Goldsboro | NC | 27530 | Wayne | 35.3156 | -78.0795 | SERC | DUK | Duke Energy Carolinas |  | 22 | NR | 2 | IPP Non-CHP | N |  | Y | QF13-73-000 | N |  | N |  |  | Duke Energy Carolinas, LLC | 5416 | NC | 23 |  |  | N | [5 empty] | X | X
60163 | Soltage LLC | 60599 | Duplin Solar I LLC (160 Houston Lane) | 160 Houston Lane | Kenansville | NC | 28349 | Duplin | 34.9601 | -77.9804 | SERC | DUK | Duke Energy Carolinas |  | 22 | NR | 2 | IPP Non-CHP | N |  | Y | QF13-81-000 | N |  | N |  |  | Duke Energy Carolinas, LLC | 5416 | NC | 23 |  |  | N | [5 empty] | X | X
61060 | Cypress Creek Renewables | 60600 | Old Pageland Monroe Road Solar Farm | 1023 Old Pageland Monroe Road | Monroe | NC | 28113 | Union | 34.9523 | -80.4819 | SERC | DUK | Duke Energy Carolinas |  | 22 | NR | 2 | IPP Non-CHP | N |  | Y | SP-3957 Sub 0 | N |  | N |  |  | Duke Energy Carolinas, LLC | 5416 | NC | 12.47 |  |  | N
60356 | Hexagon Energy | 60601 | Bay Branch Solar | 6254 US 17 | Chocowinity | NC | 27187 | Beaufort | 35.4745 | -77.1191 | SERC | CPLE | Progress Energy Carolinas - EAST |  | 22 | NR | 2 | IPP Non-CHP | N |  | Y | QF16-814-000 | N |  | N |  |  | Duke Energy Progress - (NC) | 3046 | NC
60163 | Soltage LLC | 60602 | Wayne Solar I LLC | 1455 Indian Springs Road | Mount Olive | NC | 28365 | Wayne | 35.2211 | -78.019 | SERC | DUK | Duke Energy Carolinas |  | 22 | NR | 2 | IPP Non-CHP | N |  | Y | QF13-40-000 | N |  | N |  |  | Duke Energy Carolinas, LLC | 5416 | NC | 23 |  |  | N | [5 empty] | X | X
19728 | UNS Electric, Inc | 60603 | Jacobson 5 MW Solar | 2924 E. CALLE BLANCA | Kingman | AZ | 85409 | Mohave | 35.3045 | -114.0147 | WECC | TEPC | Tucson Electric Power Company |  | 22 | RE | 1 | Electric Utility | N |  | N |  | N |  | N | X |  | UNS Electric, Inc | 19728 | AZ | 12.47 |  |  | N | [5 empty] | N | N
60947 | Tesla Inc. | 60604 | Wye Mills VNEM | 29500 Queen Anne Hwy | Queen Anne | MD | 21657 | Queen Annes | 38.9404 | -76.0457 | NPCC | ISNE | ISO New England Inc. |  | 22 | NR | 2 | IPP Non-CHP | N |  | N |  | N |  | N |  |  | Delmarva Power | 5027 | MD | 1 |  |  | N
60947 | Tesla Inc. | 60605 | CMEEC - Rogers Rd Solar | 82 Rogers Rd | Norwich | CT | 6360 | New London | 41.5383 | -72.1225 | NPCC | ISNE | ISO New England Inc. |  | 22 | NR | 2 | IPP Non-CHP | N |  | N |  | N |  | N |  |  | City of Norwich - (CT) | 13831 | CT | 1 |  |  | N
60947 | Tesla Inc. | 60606 | CMEEC - Hollyhock Solar | 44 Falls Ave | Norwich | CT | 6360 | New London | 41.5284 | -72.0861 | NPCC | ISNE | ISO New England Inc. |  | 22 | NR | 2 | IPP Non-CHP | N |  | N |  | N |  | N |  |  |  | 6641 | MS | 1 |  |  | N
60947 | Tesla Inc. | 60607 | CMEEC - Polaris Park Solar | 2 Lafayette Drive | Gordon | CT | 6340 | New London | 41.3813 | -72.0769 | NPCC | ISNE | ISO New England Inc. |  | 22 | NR | 2 | IPP Non-CHP | N |  | N |  | N |  | N |  |  | Groton Dept of Utilities - (CT) | 7716 | CT | 1 |  |  | Y
60947 | Tesla Inc. | 60608 | CMEEC - Navy NE Trident | 1130 Pleasant Valley Rd N | Groton | CT | 3640 | New London | 41.3955 | -72.0792 | NPCC | ISNE | ISO New England Inc. |  | 22 | NR | 2 | IPP Non-CHP | N |  | N |  | N |  | N |  |  | Groton Dept of Utilities - (CT) | 7716 | CT | 1 |  |  | N
60947 | Tesla Inc. | 60609 | CMEEC - Norwich Stott St Solar | 9 Stott Ave | Norwich | CT | 6360 | New London | 41.5769 | -72.1046 | NPCC | ISNE | ISO New England Inc. |  | 22 | NR | 2 | IPP Non-CHP | N |  | N |  | N |  | N |  |  | City of Norwich - (CT) | 13831 | CT | 1 |  |  | Y
3265 | Cleco Power LLC | 60610 | St. Mary Clean Energy Center | 272 Cabot Canal Plant Lane | Franklin | LA | 70538 | St Mary | 29.6846 | -91.4706 | SPP | MISO | Midcontinent Independent Transmission System Operator, Inc.. | Gulf Intracoastal Waterway | 22 | RE | 1 | Electric Utility | N |  | N |  | N |  |  |  |  | Cleco Power LLC | 3265 | LA | 34.5 |  |  | N
60359 | Summit Farms LLC | 60611 | Summit Farms Solar | 1374 Caratoke Highway | Moyock | NC | 27958 | Currituck | 36.4765 | -76.136 | SERC | PJM | PJM Interconnection, LLC |  | 22 | NR | 2 | IPP Non-CHP | N |  | N |  | Y | 16-152-000 |  |  |  | Virginia Electric & Power Co | 19876 | NC | 230 |  |  | N
60163 | Soltage LLC | 60612 | Morin Solar 2013 LLC | 414-547B Little Rest Rd | Warren | MA | 1083 | Worcester | 42.167 | -72.1929 | NPCC | ISNE | ISO New England Inc. |  | 22 | NR | 2 | IPP Non-CHP | N |  | Y | QF13-337-001 | N |  | N |  |  | Massachusetts Electric Co | 11804 | MA | 13.2 |  |  | N | [5 empty] | X | X
60163 | Soltage LLC | 60613 | Brookfield Solar 2013 LLC | 12-12A Orchard Road | North Brookfield | MA | 2451 | Worcester | 42.2561 | -72.0679 | NPCC | ISNE | ISO New England Inc. |  | 22 | NR | 2 | IPP Non-CHP | N |  | Y | QF13-338-001 | N |  | N |  |  | Massachusetts Electric Co | 11804 | MA | 23 |  |  | N | [5 empty] | X | X
60163 | Soltage LLC | 60614 | WYM 1250 Palmer LLC | 69 Boston Road | Palmer | MA | 1540 | Hampden | 42.1511 | -72.2697 | NPCC | ISNE | ISO New England Inc. |  | 22 | NR | 2 | IPP Non-CHP | N |  | Y | QF13-336-001 | N |  | N |  |  | Massachusetts Electric Co | 11804 | MA | 13.2 |  |  | N | [5 empty] | X | X
60163 | Soltage LLC | 60615 | Southern Sky Renew Energy Berkley LLC | 49 S. Main Street | Berkley | MA | 2779 | Bristol | 41.8378 | -71.0913 | NPCC | ISNE | ISO New England Inc. |  | 22 | NR | 2 | IPP Non-CHP | N |  | Y | QF14-599-001 | N |  | N | [5 empty] | 13.8 |  |  | N | [5 empty] | X | X
60358 | BC Solar | 60616 | BC Solar | 95882 Stock Drive Ln. | Lakeview | OR | 97630 | Lake | 42.175 | -120.3598 | WECC | PACW | PacifiCorp - West |  | 22 | NR | 2 | IPP Non-CHP | N |  | Y | 14-475-002 | N |  | N |  |  | PacifiCorp | 14354 | OR | 12.47 |  |  | N
9324 | Indiana Michigan Power Co | 60617 | AEP Churubusco NaS | 7185 E Whitley St. | Churubusco | IN | 46723 | Whitley | 41.2326 | -85.3149 | RFC | PJM | PJM Interconnection, LLC |  | 22 | RE | 1 | Electric Utility | N |  | N |  | N |  | N | X |  | Indiana Michigan Power Co | 9324 | IN | 12.47 |  |  | Y
14006 | Ohio Power Co | 60618 | AEP Bluffton NaS | 146 E Jefferson St. | Bluffton | OH | 45817 | Allen | 40.8928 | -83.8863 | RFC | PJM | PJM Interconnection, LLC |  | 22 | RE | 1 | Electric Utility | N |  | N |  | N |  | N | X |  | Ohio Power Co | 14006 | OH | 12.47 |  |  | Y
15466 | Public Service Co of Colorado | 60619 | Rush Creek Wind |  | Mathenson | CO |  | Elbert | 39.1721 | -103.8454 | WECC | PSCO | Public Service Company of Colorado |  | 22 | RE | 1 | Electric Utility | N |  | N |  | N |  |  |  |  | Public Service Co of Colorado | 15466 | CO | 345
60364 | Ninnescah Wind Energy LLC | 60620 | Ninnescah Wind Energy, LLC | 18950 SW 60th Street | Cunningham | KS | 67035 | Pratt | 37.5867 | -98.5793 | SPP | SWPP | Southwest Power Pool |  | 22 | NR | 2 | IPP Non-CHP | N |  | N |  | N |  | N |  |  | Westar Energy Inc | 22500 | KS | 345 |  |  | N | [5 empty] | N | X
60369 | City of Worcester DPW | 60621 | Worcester Landfill | 20 Nippnapp Trail | Worcester | MA | 1604 | Worcester | 42.219 | -71.791 | NPCC | ISNE | ISO New England Inc. |  | 22 | NR | 2 | IPP Non-CHP | N |  | N |  | N |  | N |  |  | NSTAR Electric Company | 54913 | MA | 13.8 |  |  | N | [5 empty] | X | X
60370 | DG AMP Solar, LLC | 60622 | DG AMP Solar Bowling Green | 16520 Carter Rd. | Bowling Green | OH | 43402 | Wood | 41.396 | -83.582 | RFC | PJM | PJM Interconnection, LLC | NA | 22 | NR | 2 | IPP Non-CHP | N |  | N |  | N |  | N |  |  | The Toledo Edison Co | 18997 | OH | 69 |  |  | N
58508 | Carolina Solar Energy II LLC | 60623 | Brantley Solar | 3707 Frazier Road | Spring Hope | NC | 27882 | Nash | 35.8905 | -78.1552 | SERC | DUK | Duke Energy Carolinas |  | 22 | NR | 2 | IPP Non-CHP | N |  | Y | 16-343 | N |  | N |  |  | Duke Energy Progress - (NC) | 3046 | NC | 115
58508 | Carolina Solar Energy II LLC | 60624 | Fox Creek Solar | 245 T. K. Allen Road | Louisburg | NC | 27549 | Franklin | 36.1269 | -78.2731 | SERC | DUK | Duke Energy Carolinas |  | 22 | NR | 2 | IPP Non-CHP | N |  | Y | 16-344 | N |  |  |  |  | Duke Energy Progress - (NC) | 3046 | NC | 115 |  |  | N | [5 empty] | N | N
60365 | NRG Renew Canal 1 LLC | 60625 | NRG Renew Canal 1 CSG LLC | 5 Tupper Road | Sandwich | MA | 2563 | Barnstable | 41.767 | -70.5212 | NPCC | ISNE | ISO New England Inc. |  | 22 | NR | 2 | IPP Non-CHP | N |  | N |  | N |  |  |  |  | NSTAR Electric Company | 54913 | MA | 22.8
60366 | BRE NC Solar 2, LLC | 60626 | BRE NC Solar 2 | 465 Limertown Road | Warrenton | NC | 27589 | Warren | 36.3422 | -78.1732 | SERC |  |  |  | 22 | NR | 2 | IPP Non-CHP | N |  | Y | QF16-170-000 | N |  | N |  |  | Duke Energy Progress - (NC) | 3046 | NC | 23 | 13.8 | 12
60367 | BRE NC Solar 3, LLC | 60627 | BRE NC Solar 3 | 3089 Lewis Road | Oxford | NC | 27565 | Granville | 36.383 | -78.612 | SERC |  |  |  | 22 | NR | 2 | IPP Non-CHP | N |  | Y | QF15-989-000 | N |  | N |  |  | Duke Energy Progress - (NC) | 3046 | NC | 23 | 13.8 | 12
60368 | BRE NC Solar 4, LLC | 60628 | BRE NC Solar 4 | 1264 Baltimore Road | Warrenton | NC | 27589 | Warren | 36.3518 | -78.1499 | SERC |  |  |  | 22 | NR | 2 | IPP Non-CHP | N |  | Y | QF16-171-000 | N |  | N |  |  | Duke Energy Progress - (NC) | 3046 | NC | 23 | 13.8 | 12
61060 | Cypress Creek Renewables | 60629 | Perkins Solar, LLC | 465 Cavel-Chub Lake Road | Roxboro | NC | 27574 | Person | 36.4374 | -78.972 | SERC | DUK | Duke Energy Carolinas |  | 22 | NR | 2 | IPP Non-CHP | N |  | Y | 16-7 | N |  | N |  |  | Duke Energy Progress - (NC) | 3046 | NC | 22.86 |  |  | N
60379 | Howardtown Farm, LLC | 60630 | Howardtown Farm | 479 Shaw Mill Road | Lumberton | NC | 28358 | Robeson | 34.8131 | -78.9501 | SERC | DUK | Duke Energy Carolinas |  | 22 | NR | 2 | IPP Non-CHP | N |  | Y | QF17-82-000 | N |  |  |  |  | Lumbee River Elec Member Corp | 11291 | NC | 22.86
61060 | Cypress Creek Renewables | 60631 | Empire Solar | 2540 West 197th St. | Farmington | MN | 55024 | Dakota | 44.6644 | -93.1088 | MRO | MISO | Midcontinent Independent Transmission System Operator, Inc.. |  | 22 | NR | 2 | IPP Non-CHP | N |  | Y | QF16-1145 | N |  | N |  |  | Northern States Power Co | 13780 | MI | 13.8 |  |  | N
61060 | Cypress Creek Renewables | 60632 | Blue Lake Solar | 6957 County Road 101 E | Shakopee | MN | 55379 | Scott | 44.7964 | -93.4296 | MRO | MISO | Midcontinent Independent Transmission System Operator, Inc.. |  | 22 | NR | 2 | IPP Non-CHP | N |  | Y | QF16-1144 | N |  | N |  |  | Northern States Power Co | 13780 | MI | 13.8 |  |  | N
61060 | Cypress Creek Renewables | 60633 | Gainey Solar, LLC | 9546 US 701 Bus Hwy | Clarkton | NC | 28434 | Bladen | 34.499 | -78.653 | SERC | DUK | Duke Energy Carolinas |  | 22 | NR | 2 | IPP Non-CHP | N |  | Y | QF12-462 | N |  | N |  |  | Duke Energy Progress - (NC) | 3046 | NC | 22.86 |  |  | N
61060 | Cypress Creek Renewables | 60634 | Auten Road Farm, LLC | 2960 Monterrey Park Dr | Gastonia | NC | 28054 | Gaston | 35.305 | -81.1373 | SERC | DUK | Duke Energy Carolinas |  | 22 | NR | 2 | IPP Non-CHP | N |  | Y | 14-171-000 | N |  | N | X |  | Duke Energy Progress - (NC) | 3046 | NC | 12.47
61060 | Cypress Creek Renewables | 60635 | Creech Solar 2, LLC | Creech Rd | Garner | NC | 27529 | Wake | 35.722 | -78.6043 | SERC | DUK | Duke Energy Carolinas |  | 22 | NR | 2 | IPP Non-CHP | N |  | Y | 15-370 | N |  | N |  |  | Duke Energy Progress - (NC) | 3046 | NC | 22.86 |  |  | N
60378 | Bunn Level Farm, LLC | 60636 | Bunn Level Farm, LLC | 153 Industrial Drive | Bunnlevel | NC | 28323 | Harnett | 35.3086 | -78.7743 | SERC | DUK | Duke Energy Carolinas |  | 22 | NR | 2 | IPP Non-CHP | N |  | Y | QF12-277-001 | N |  | N |  |  | Duke Energy Progress - (NC) | 3046 | NC | 13.2 |  |  | N
60380 | Cork Oak Solar LLC | 60637 | Cork Oak Solar | 3893 Hwy 301 | Halifax | NC | 27839 | Halifax | 36.371 | -77.571 | SERC | PJM | PJM Interconnection, LLC |  | 22 | NR | 2 | IPP Non-CHP | N |  | Y | QF15-653-000 | N |  | N |  |  | Virginia Electric & Power Co | 19876 | NC | 34.5
60381 | Sunflower Solar LLC | 60638 | Sunflower Solar | 2439 Highway 301 | Halifax | NC | 27839 | Halifax | 36.395 | -77.593 | SERC | PJM | PJM Interconnection, LLC |  | 22 | NR | 2 | IPP Non-CHP | N |  | Y | QF15-652-001 | N |  | N |  |  | Virginia Electric & Power Co | 19876 | NC | 34.5
60371 | Kingman Wind Energy, LLC | 60639 | Kingman Wind | 18950 SW 60th Street | Cunningham | KS | 67035 | Pratt | 37.5867 | -98.5793 | SPP | SWPP | Southwest Power Pool |  | 22 | NR | 2 | IPP Non-CHP | N |  | N |  | N |  | N |  |  | Westar Energy Inc | 22500 | KS | 345 |  |  | N | [5 empty] | N | X
60363 | NRG Solar Mule, LLC | 60640 | NRG Solar Mule, LLC | 12 Solar Way | Oakland | ME | 4963 | Kennebec | 44.5577 | -69.6714 | NPCC | ISNE | ISO New England Inc. |  | 22 | NR | 2 | IPP Non-CHP | N |  | N |  | N |  |  |  |  | Central Maine Power Co | 3266 | ME | 12.47
60383 | Henrietta D Energy Storage LLC | 60641 | Henrietta D Energy Storage LLC | 16885 25th Ave. | Lemoore | CA | 93245 | Kings | 36.2289 | -119.9047 | WECC | CISO | California Independent System Operator |  | 22 | NR | 2 | IPP Non-CHP | N |  | N |  | N |  | N |  |  | Pacific Gas & Electric Co | 14328 | CA | 12 |  |  | Y | [5 empty] | N
60340 | M&G Resins USA, LLC | 60642 | M&G Resins USA | 7001 Joe Fulton International | Corpus CHristi | TX | 78409 | Nueces | 27.8338 | -97.4965 | TRE | ERCO | Electric Reliability Council of Texas, Inc. | Corpus Christi Inner Harbor | 325211 | NR | 6 | Industrial Non-CHP | N |  | N |  | N |  | N |  |  | AEP Texas Central Company | 3278 | TX | 138 | 13.8 | 4.16
60163 | Soltage LLC | 60644 | West Brookfield Solar, LLC | 175-185 East Main Street | West Brookfield | MA | 1585 | Worcester | 42.2228 | -72.1295 | NPCC | ISNE | ISO New England Inc. |  | 22 | NR | 2 | IPP Non-CHP | N |  | Y | QF15-227-000 | N |  | N |  |  | Massachusetts Electric Co | 11804 | MA | 13.2 |  |  | N | [5 empty] | X | X
60384 | Javelina Wind Energy II, LLC | 60645 | Javelina Wind Energy II, LLC | 5429 VAQUILLAS ROAD | MIRANDO | TX | 78369 | Webb | 27.44 | -98.91 | TRE |  |  |  | 22 | NR | 2 | IPP Non-CHP | N |  | N |  | N |  |  |  |  | Electric Transmission Texas LLC | 50174 |  | 345 |  |  | N
60385 | Energy Nuevo Storage Farm | 60646 | Energy Nuevo Storage Farm | 2201 S. Cornelia Ave. | Fresno | CA | 93706 | Fresno | 36.702 | -119.883 | WECC | CISO | California Independent System Operator |  | 335 | NR | 6 | Industrial Non-CHP | N |  | N |  | N |  | N |  |  | Pacific Gas & Electric Co | 14328 | CA | 70 |  |  | Y | [5 empty] | X | X
12667 | Minnesota Municipal Power Agny | 60647 | Shakopee Energy Park | 3030 Vierling Dr. E | Shakopee | MN | 55379 | Scott | 44.7836 | -93.4811 | MRO | MISO | Midcontinent Independent Transmission System Operator, Inc.. | Municipality | 22 | RE | 1 | Electric Utility | N |  | N |  | N |  | N | X |  | Shakopee Public Utilities Comm | 16971 | MN | 13.8 |  |  | N | [5 empty] | Y | Y
60389 | Rabbit Hill Energy Storage Project | 60649 | Rabbit Hill Energy Storage Project | 950 Rabbit Hill Rd. | Georgetown | TX | 78626 | Williamson | 30.5878 | -97.687 | TRE | ERCO | Electric Reliability Council of Texas, Inc. |  | 22 | NR | 2 | IPP Non-CHP | N |  | N |  | N |  | N | [5 empty] | 24.9 |  |  | Y
60388 | Mission Rock Energy Center, LLC | 60650 | Mission Rock Energy Center | 1025 Mission Rock Rd. | Santa Paula | CA | 93060 | Ventura | 34.3087 | -119.1067 | WECC | CISO | California Independent System Operator |  | 22 | NR | 2 | IPP Non-CHP | N |  | N |  | N |  | N |  |  | Southern California Edison Co | 17609 | CA | 230
60390 | North Nash Farm, LLC | 60651 | North Nash Farm, LLC | 8291 North NC 58 | Castalia | NC | 27816 | Nash | 36.0703 | -78.0383 | SERC |  |  |  | 22 | NR | 2 | IPP Non-CHP | N |  | Y | QF 14-714-000 | N |  |  |  |  | Duke Energy Progress - (NC) | 3046 | NC | 13.2 |  |  | N
7570 | Great River Energy | 60652 | Dickinson Solar Array | 2641 Deadrick Ave SE | Buffalo | MN | 55313 | Wright | 45.1144 | -93.8138 | MRO | MISO | Midcontinent Independent Transmission System Operator, Inc.. |  | 22 | RE | 1 | Electric Utility | N |  | N |  | N |  | N | X |  | Wright-Hennepin Coop Elec Assn | 20996 | MN | 12.47 |  |  | N | [5 empty] | N | N
60281 | Altus Power America Management, LLC | 60653 | Belchertown | 225 Old-Springfield Rd. | Belchertown | MA | 1007 | Hampshire | 42.2595 | -72.4004 | NPCC | ISNE | ISO New England Inc. |  | 22 | NR | 2 | IPP Non-CHP | N |  | N |  | N |  | N |  |  | Massachusetts Electric Co | 11804 | MA | 13.2 |  |  | N
60387 | Skylar Resources, LP | 60654 | Townsite Solar Project |  | Boulder City | NV | 89005 | Clark | 35.9373 | -114.884 | WECC | WALC | Western Area Power Administration - Desert Southwest Region |  | 22 | NR | 2 | IPP Non-CHP | N |  | N |  | N |  | N | [5 empty] | 230 |  |  | Y | [5 empty] | X | X
59380 | Enel Green Power NA, Inc. | 60655 | Rock Creek Wind Project | TBD | Tarkio | MO | 64491 | Atchison | 40.4 | -95.2 | SPP |  |  |  | 22 | NR | 2 | IPP Non-CHP | N |  | N |  | N |  |  |  |  | KCP&L Greater Missouri Operations Co. | 12698 | MO | 345 |  |  | N
57170 | EDF Renewable Asset Holdings, Inc. | 60656 | McHenry Battery Storage | 302 North Front St | McHenry | IL | 60050 | McHenry | 42.3314 | -88.2744 | SERC | PJM | PJM Interconnection, LLC |  | 22 | NR | 2 | IPP Non-CHP | N |  | N |  | N |  |  |  |  | Commonwealth Edison Co | 4110 | IL | 35.5 | 36.2 |  | Y
17650 | Southern Power Co | 60657 | Salt Fork Wind Project, LLC | 12124 I-40 | Clarendon | TX | 79226 | Donley | 35.1817 | -100.9344 | TRE | ERCO | Electric Reliability Council of Texas, Inc. |  | 22 | NR | 2 | IPP Non-CHP | N |  | N |  | Y | EG16-112-000 | N | X |  | Cross Texas Transmission | 60065 |  | 345 |  |  | N | [5 empty] | X | X
60392 | Moffett Solar 1, LLC | 60658 | Moffett Solar Project | 11970 Gray Hwy | Ridgeland | SC | 29936 | Jasper | 32.6352 | -81.0031 | SERC | SCEG | South Carolina Electric & Gas Company |  | 22 | NR | 2 | IPP Non-CHP | N |  | Y | QF16-320-002 | N |  |  |  |  | South Carolina Electric&Gas Company | 17539 | SC | 115 |  |  | N
60393 | Ridgeland Solar Farm I, LLC | 60659 | Ridgeland Solar Project | 245 Graham Hall Road | Ridgeland | SC | 29936 | Jasper | 32.465 | -80.961 | SERC | SCEG | South Carolina Electric & Gas Company |  | 22 | NR | 2 | IPP Non-CHP | N |  | Y | QF16-404-000 | N |  |  |  |  | South Carolina Electric&Gas Company | 17539 | SC | 23 |  |  | N
60394 | Willey Battery Utility, LLC | 60660 | Willey Battery Utility | 7303 Wiley Rd | Hamilton | OH | 45013 | Hamilton | 39.2877 | -84.6803 | RFC | PJM | PJM Interconnection, LLC |  | 22 | NR | 2 | IPP Non-CHP | N |  | N |  | N |  |  |  |  | Duke Energy Ohio Inc | 3542 | OH | 34.5 |  |  | Y | [5 empty] | N | X
17609 | Southern California Edison Co | 60661 | Mira Loma Energy Storage Facility | 13568 Milliken Ave | Ontario | CA | 91761 | San Bernardino | 34.0061 | -117.5609 | WECC | CISO | California Independent System Operator |  | 22 | RE | 1 | Electric Utility | N |  | N |  | N |  |  |  |  | Southern California Edison Co | 17609 | CA | 12 |  |  | Y
60396 | Constellation New Energy Inc. | 60662 | Archdiocese of Baltimore J | 800 Chelsea Road | Perryman | MD | 21130 | Harford | 39.445 | -76.217 | RFC | PJM | PJM Interconnection, LLC |  | 22 | NR | 2 | IPP Non-CHP | N |  | Y | 16-62-000 | N |  |  |  |  | Baltimore Gas & Electric Co | 1167 | MD | 34 |  |  | N | [5 empty] | N
60396 | Constellation New Energy Inc. | 60663 | Archdiocese of Baltimore L | 800 Chelsea Road | Perryman | MD | 21130 | Harford | 39.445 | -76.217 | RFC | PJM | PJM Interconnection, LLC |  | 22 | NR | 2 | IPP Non-CHP | N |  | Y | 16-63-000 | N |  |  |  |  | Baltimore Gas & Electric Co | 1167 | MD | 13.2 |  |  | N | [5 empty] | N
60396 | Constellation New Energy Inc. | 60664 | Baltimore City B | 800 Chelsea Road | Perryman | MD | 21130 | Harford | 39.436 | -76.22 | RFC | PJM | PJM Interconnection, LLC |  | 22 | NR | 2 | IPP Non-CHP | N |  | Y | 16-64-000 | N |  |  |  |  | Baltimore Gas & Electric Co | 1167 | MD | 34 |  |  | N | [5 empty] | N
60396 | Constellation New Energy Inc. | 60665 | Baltimore City D | 800 Chelsea Road | Perryman | MD | 21130 | Harford | 39.436 | -76.22 | RFC | PJM | PJM Interconnection, LLC |  | 22 | NR | 2 | IPP Non-CHP | N |  | Y | 16-65-000 | N |  |  |  |  | Baltimore Gas & Electric Co | 1167 | MD | 34 |  |  | N | [5 empty] | N
60396 | Constellation New Energy Inc. | 60666 | Baltimore City F | 800 Chelsea Road | Perryman | MD | 21130 | Harford | 39.436 | -76.22 | RFC | PJM | PJM Interconnection, LLC |  | 22 | NR | 2 | IPP Non-CHP | N |  | Y | 16-66-000 | N |  |  |  |  | Baltimore Gas & Electric Co | 1167 | MD | 34 |  |  | N | [5 empty] | N
60396 | Constellation New Energy Inc. | 60667 | Baltimore City G | 800 Chelsea Road | Perryman | MD | 21130 | Harford | 39.436 | -76.22 | RFC | PJM | PJM Interconnection, LLC |  | 22 | NR | 2 | IPP Non-CHP | N |  | Y | 16-67-000 | N |  |  |  |  | Baltimore Gas & Electric Co | 1167 | MD | 34 |  |  | N | [5 empty] | N
60396 | Constellation New Energy Inc. | 60668 | City of Havre De Grace C | 800 Chelsea Road | Perryman | MD | 21130 | Harford | 39.436 | -76.22 | RFC | PJM | PJM Interconnection, LLC |  | 22 | NR | 2 | IPP Non-CHP | N |  | Y | 16-68-000 | N |  |  |  |  | Baltimore Gas & Electric Co | 1167 | MD | 34 |  |  | N | [5 empty] | N
60396 | Constellation New Energy Inc. | 60669 | Sod Run WTP A | 800 Chelsea Road | Perryman | MD | 21130 | Harford | 39.436 | -76.22 | RFC | PJM | PJM Interconnection, LLC |  | 22 | NR | 2 | IPP Non-CHP | N |  | Y | 16-69-000 | N |  |  |  |  | Baltimore Gas & Electric Co | 1167 | MD | 34 |  |  | N | [5 empty] | N
60395 | California Ethanol Power, LLC | 60670 | CE&P Imperial Valley 1 | TBD | Brawley | CA | 92227 | Imperial | 32.9128 | -115.5183 | WECC | IID | Imperial Irrigation District |  | 325193 | NR | 7 | Industrial CHP | N |  | N |  | N |  | N |  |  | Imperial Irrigation District | 9216 | CA | 92 | [8 empty] | N
18642 | Tennessee Valley Authority | 60671 | Allen Combined Cycle Plant | 2480 Hennington Ave | Memphis | TN | 38109 | Shelby | 35.0666 | -90.1453 | SERC | TVA | Tennessee Valley Authority | Groundwater | 22 | RE | 1 | Electric Utility | N |  | N |  | N |  |  |  |  | Tennessee Valley Authority | 18642 | TN | 161 |  |  | N
60397 | Osborn Wind Energy LLC | 60672 | Osborn Wind Energy | 4842 SW State Road N | Stewartsville | MO | 64490 | DeKalb | 39.7477 | -94.4735 | SPP | SWPP | Southwest Power Pool |  | 22 | NR | 2 | IPP Non-CHP | N |  | N |  | N |  | N |  |  | Kansas City Power & Light Co | 10000 | KS | 345 |  |  | N | [5 empty] | N
60398 | Nixa Solar, LLC | 60673 | Nixa Solar, LLC | 1565 Mt Vernon St | Nixa | MO | 65741 | Christian | 37.0439 | -93.339 | SPP | SWPP | Southwest Power Pool |  | 22 | NR | 2 | IPP Non-CHP | N |  | Y | QF15-866-000 | N |  | N |  |  | City of Nixa - (MO) | 3634 | MO | 12.47
59365 | Capital Power Corporation | 60674 | Tisch Mills Wind | TBD | Tisch Mills | WI | 54241 | Manitowoc | 44.2409 | -87.5733 | MRO | MISO | Midcontinent Independent Transmission System Operator, Inc.. |  | 22 | NR | 2 | IPP Non-CHP | N |  | N |  | N |  |  |  |  | American Transmission Co | 659 |  | 138
20169 | Avista Corp | 60675 | Turner Energy Storage Project | 2440 NE Hopkins Court | Pullman | WA | 99163 | Whitman | 46.7518 | -117.1614 | WECC | AVA | Avista Corporation |  | 22 | RE | 1 | Electric Utility | N |  | N |  | N |  |  |  |  | Avista Corp | 20169 | WA | 13.2 |  |  | Y
60401 | Tannery Road Solar, LLC | 60677 | Tannery Road Landfill | 7776 Tannery Road | Rome | NY | 13440 | Oneida | 43.239 | -75.5346 | RFC | NYIS | New York Independent System Operator |  | 562212 | NR | 4 | Commercial Non-CHP | N |  | N |  | N |  |  |  |  | Niagara Mohawk Power Corp. | 13573 | NY | 13.2 |  |  | N
60399 | GASNA 6P, LLC | 60678 | San Joaquin Solar | SE Corner of W. Kamm Ave & S. | Helm | CA | 93627 | Fresno | 36.527 | -120.149 | WECC | CISO | California Independent System Operator |  | 22 | NR | 2 | IPP Non-CHP | N |  | N |  | N |  |  |  |  | Pacific Gas & Electric Co | 14328 | CA | 70
195 | Alabama Power Co | 60679 | Fort Rucker Solar Array | 300 Harris Hill Road | Fort Rucker | AL | 36362 | Dale | 31.3311 | -85.7302 | SERC | SOCO | Southern Company Services, Inc. - Trans |  | 22 | RE | 1 | Electric Utility | N |  | N |  | N |  | N | X |  | Alabama Power Co | 195 | AL | 12.47 |  |  | N | [5 empty] | X | X
195 | Alabama Power Co | 60680 | ANAD Solar Array | 7 Frankford Avenue | Anniston Army Depot | AL | 36201 | Calhoun | 33.6267 | -85.9695 | SERC | SOCO | Southern Company Services, Inc. - Trans |  | 22 | RE | 1 | Electric Utility | N |  | N |  | N |  |  |  |  | Alabama Power Co | 195 | AL | 12.47
59474 | BQ Energy LLC | 60681 | Annapolis Solar Park, LLC | 470 Defense Highway | Annapolis | MD | 21401 | Anne Arundel | 38.9921 | -76.5738 | RFC | PJM | PJM Interconnection, LLC |  | 22 | NR | 2 | IPP Non-CHP | N |  | N |  | N |  |  |  |  | Baltimore Gas & Electric Co | 1167 | MD | 13.2 |  |  | N | [5 empty] | X | X
58489 | OCI Solar Power | 60682 | Pearl Solar | 1406 Nevill Cutoff Road | Iraan | TX | 79744 | Pecos | 30.9878 | -102.2683 | TRE | ERCO | Electric Reliability Council of Texas, Inc. |  | 22 | NR | 2 | IPP Non-CHP | N |  | N |  | N |  | N | X |  | Lower Colorado River Authority | 11269 |  | 138 |  |  | N | [5 empty] | X | X
60403 | TRS Fuel Cell, LLC | 60683 | TRS Fuel Cell | 64 Triangle Street | Danbury | CT | 6810 | Fairfield | 41.3907 | -73.4354 | NPCC | ISNE | ISO New England Inc. | NA | 22 | NR | 3 | IPP CHP | N |  | N |  | N |  | N |  |  | Connecticut Light & Power Co | 4176 | CT | 13.8 |  |  | N | [5 empty] | N | X
60404 | Constellation Solar Arizona 2, LLC | 60684 | Amphitheater High School Solar | 125 West Yavapai Road | Tucson | AZ | 85705 | Pima | 32.269 | -110.975 | WECC | TEPC | Tucson Electric Power Company |  | 22 | NR | 2 | IPP Non-CHP | N |  | Y | 17-18 | N |  |  |  |  | Tucson Electric Power Co | 24211 | AZ | 13.8 |  |  | N | [5 empty] | N
60404 | Constellation Solar Arizona 2, LLC | 60685 | Canyon Del Oro High School Solar | 25 West Calle Concordia | Oro Valley | AZ | 85704 | Pima | 32.374 | -110.974 | WECC | TEPC | Tucson Electric Power Company |  | 22 | NR | 2 | IPP Non-CHP | N |  | Y | 17-19 | N |  |  |  |  | Tucson Electric Power Co | 24211 | AZ | 13.8 | 0.48 |  | N | [5 empty] | N
60408 | Pierre Solar | 60686 | Pierre Solar | 1744 North Airport Road | Pierre | SD | 57501 | Hughes | 44.3888 | -100.307 | MRO | MISO | Midcontinent Independent Transmission System Operator, Inc.. |  | 22 | NR | 2 | IPP Non-CHP | N |  | N |  | N |  |  |  |  | Missouri Basin Muni Power Agny | 12710 |  | 12.47 |  |  | N
60406 | Cimarron Bend Wind Project I, LLC | 60687 | Cimarron Bend Wind Project I, LLC | 742 County Road H | Minneola | KS | 67831 | Clark | 37.355 | -99.991 | SPP | SWPP | Southwest Power Pool |  | 22 | NR | 2 | IPP Non-CHP | N |  | N |  | N |  | N |  |  | ITC Great Plains, LLC | 56526 |  | 345 |  |  | N
60407 | Cimarron Bend Wind Project II, LLC | 60688 | Cimarron Bend Wind Project II, LLC | 742 County Road H | Minneola | KS | 67831 | Clark | 37.355 | -99.991 | SPP | SWPP | Southwest Power Pool |  | 22 | NR | 2 | IPP Non-CHP | N |  | N |  | N |  | N |  |  | ITC Great Plains, LLC | 56526 |  | 345
22500 | Westar Energy Inc | 60689 | Western Plains Wind Farm | 10400 130 Road | Spearville | KS | 67863 | Ford | 37.8548 | -99.6798 | SPP | SWPP | Southwest Power Pool | N/A | 22 | RE | 1 | Electric Utility | N |  | N |  | N |  | N | X |  | Westar Energy Inc | 22500 | KS | 345 |  |  | N | [5 empty] | X | X
60409 | Blue Summit Storage, LLC | 60690 | Blue Summit Storage, LLC | 17301 CR 97N | Vernon | TX | 76384 | Wilbarger | 34.299 | -99.399 | TRE | ERCO | Electric Reliability Council of Texas, Inc. |  | 22 | NR | 2 | IPP Non-CHP | N |  | N |  | N |  |  |  |  | AEP Texas North Company | 20404 | TX | 138 |  |  | Y
60410 | Tanager Holdings, LLC | 60691 | Tanager Holdings | Interseection of Ward Valley R | Ashboro | NC | 27203 | Randolph | 35.7527 | -79.7846 | SERC | CPLE | Progress Energy Carolinas - EAST |  | 22 | NR | 2 | IPP Non-CHP | N |  | Y | QF16-1292-000 | N |  |  |  |  | Duke Energy Progress - (NC) | 3046 | NC | 22.86
60411 | Friesian Holdings, LLC | 60692 | Friesian Holdings | Leisure Road and Acadamy Road | Laurinburg | NC | 28352 | Scotland | 34.7138 | -79.5429 | SERC | CPLE | Progress Energy Carolinas - EAST |  | 22 | NR | 2 | IPP Non-CHP | N |  | Y | QF16-1292-000 | N |  |  |  |  | Duke Energy Progress - (NC) | 3046 | NC | 230
60405 | FDS Coke Plant, LLC | 60693 | FDS Co-Generation Facility | George Hardy Drive | Toledo | OH | 43605 | Lucas | 41.6824 | -83.4675 | RFC | PJM | PJM Interconnection, LLC | City of Toledo | 22 | NR | 3 | IPP CHP | N |  | N |  | N |  | N |  |  | American Transmission Systems Inc | 56162 |  | 138 |  |  | N | [5 empty] | N | X
60970 | SunShare Management | 60694 | WakeSun, LLC CSG | 14452 Greystone Road | Cold Spring | MN | 56320 | Stearns | 45.4729 | -94.4064 | MRO | MISO | Midcontinent Independent Transmission System Operator, Inc.. |  | 22 | NR | 2 | IPP Non-CHP | N |  | Y | 17-121-000, 17-122-000, 17-123-000 | N |  |  |  |  | Northern States Power Co - Minnesota | 13781 | MN | 13.8
60970 | SunShare Management | 60695 | BentonSun, LLC | 13185 Hwy 212 | Norwood Young America | MN | 55368 | Carver | 44.7662 | -93.8579 | MRO | MISO | Midcontinent Independent Transmission System Operator, Inc.. |  | 22 | NR | 2 | IPP Non-CHP | N |  | Y | 17-116-000, 17-117-000, 17-118-000, 17-119-000, 17-120-000 | N |  |  |  |  | Northern States Power Co - Minnesota | 13781 | MN | 34.5 |  |  | N
56226 | Four Peaks Energy Inc | 60696 | Four Peaks Camino Real | 1000 Camino Real Blvd | Sunland Park | NM | 88063 | Dona Ana | 31.8111 | -106.5933 | WECC |  |  |  | 22 | NR | 2 | IPP Non-CHP | N |  | N |  | N |  |  |  |  | El Paso Electric Co | 5701 | NM | 13.8 |  |  | N
17718 | Southwestern Public Service Co | 60697 | Gaines County | NA | Seminole | TX | 79360 | Gaines | 32.6285 | -103.0572 | SPP | SWPP | Southwest Power Pool |  | 22 | RE | 1 | Electric Utility | N |  | N |  | N |  | N | X |  | Southwestern Public Service Co | 17718 | TX | 230 | 345 |  | N | [5 empty] | N | N
20323 | Wellhead Services Inc | 60698 | Stanton Energy Reliability Center | 10711 Dale Avenue | Stanton | CA | 90680 | Orange | 33.8068 | -117.9858 | WECC | CISO | California Independent System Operator |  | 22 | NR | 2 | IPP Non-CHP | N |  | N |  | N |  |  |  |  | Southern California Edison Co | 17609 | CA | 66 |  |  | Y | [5 empty] | N | X
17609 | Southern California Edison Co | 60699 | DESI-1 Battery Energy Storage Facility | 743 North Eckhoff Street | Orange | CA | 92868 | Orange | 33.7992 | -117.8734 | WECC | CISO | California Independent System Operator |  | 22 | RE | 1 | Electric Utility | N |  | N |  | N |  |  |  |  | Southern California Edison Co | 17609 | CA | 12 |  |  | Y
60430 | Wind Colebrook South | 60700 | Wind Colebrook South | 29 Flagg Hill Road | Colebrook | CT | 6021 | Litchfield | 41.9611 | -73.1408 | NPCC | ISNE | ISO New England Inc. |  | 22 | NR | 2 | IPP Non-CHP | N |  | Y | QF16-138-000 | N |  | N |  |  | Connecticut Light & Power Co | 4176 | CT | 23 |  |  | N
60429 | Chicago Bridge & Iron Company | 60701 | JED Solid Waste Mgmt Renewable LFG Energy | 1401 Omni Way | St. Cloud | FL | 34773 | Osceola | 28.0638 | -81.0972 | FRCC |  |  |  | 22 | NR | 2 | IPP Non-CHP | N |  | N |  | N |  |  |  |  | Orlando Utilities Comm | 14610 | FL | 27 |  |  | N
60424 | Rincon Solar I, LLC | 60702 | Rincon Solar I | McCall Road and Low Ground Roa | Rincon | GA | 31312 | Effingham | 32.2929 | -81.2844 | SERC |  |  |  | 22 | NR | 2 | IPP Non-CHP | N |  | Y | 15-439-002 | N |  |  |  |  | Georgia Power Co | 7140 | GA | 230 |  |  | N
60428 | Green City Recovery, LLC | 60703 | Green City Recovery, LLC | 493 Double Culvert Road | Georgetown | KY | 40324 | Scott | 38.3453 | -84.5489 | SERC |  |  | N/A | 22 | NR | 2 | IPP Non-CHP | N |  | N |  | N |  | N |  |  | 3 Phases Renewables | 21093 | CA | 13.2 |  |  | N | [5 empty] | N | N
58822 | MC Power Companies Inc | 60704 | Trenton Solar Farm (MO) | 320 NW 10th Street | Trenton | MO | 64683 | Grundy | 40.1155 | -93.6122 | SPP | SWPP | Southwest Power Pool |  | 22 | NR | 2 | IPP Non-CHP | N |  | Y | QF15-1022-000 | N |  | N |  |  | Trenton Municipal Utilities - (MO) | 19150 | MO | 13.2 |  |  | N | [5 empty] | N | X
58822 | MC Power Companies Inc | 60705 | Rolla Solar Farm (MO) | 2031 Brewer Drive | Rolla | MO | 65401 | Phelps | 37.9853 | -91.7169 | SPP | SWPP | Southwest Power Pool |  | 22 | NR | 2 | IPP Non-CHP | N |  | Y | QF16-482-000 | N |  | N |  |  | City of Rolla - (MO) | 16259 | MO | 12.47 |  |  | N | [5 empty] | N
58822 | MC Power Companies Inc | 60706 | Waynesville Solar Farm (MO) | 24702 Royal Oak Lane | Waynesville | MO | 65583 | Pulaski | 37.8041 | -92.2535 | SPP | SWPP | Southwest Power Pool |  | 22 | NR | 2 | IPP Non-CHP | N |  | Y | QF16-750-000 | N |  | N |  |  | City of Waynesville - (MO) | 20224 | MO | 12.47 |  |  | N | [5 empty] | N | X
58822 | MC Power Companies Inc | 60707 | Marshall Solar Farm (MO) | 941 West Fairground Road | Marshall | MO | 65340 | Saline | 39.0948 | -93.2104 | SPP | SWPP | Southwest Power Pool |  | 22 | NR | 2 | IPP Non-CHP | N |  | Y | QF-160-000 | N |  | N |  |  | City of Marshall - (MO) | 11732 | MO | 13.2 |  |  | N | [5 empty] | N | X
60396 | Constellation New Energy Inc. | 60708 | Havre de Grace II - E at Perryman | 800 Chelsea Road | Perryman | MD | 21130 | Harford | 39.436 | -76.22 | RFC | PJM | PJM Interconnection, LLC |  | 22 | NR | 2 | IPP Non-CHP | N |  | Y | 17-266-000 | N |  | N |  |  | Baltimore Gas & Electric Co | 1167 | MD | 34 |  |  | N | [5 empty] | N
56997 | Marina Energy LLC | 60709 | IFF Hazlet Ground | 650 Route 36 | Hazlet | NJ | 7730 | Monmouth | 40.4382 | -74.1601 | RFC | PJM | PJM Interconnection, LLC |  | 22 | NR | 2 | IPP Non-CHP | N |  | N |  | N |  | N | X |  | Jersey Central Power & Lt Co | 9726 | NJ | 13.2 | 13.2 | 13.2 | N | [5 empty] | X | X
56997 | Marina Energy LLC | 60710 | Stone Hill Solar | 405 Washington Street | North Easton | MA | 2356 | Bristol | 42.0591 | -71.0892 | RFC | ISNE | ISO New England Inc. |  | 22 | NR | 2 | IPP Non-CHP | N |  | N |  | N |  | N | X |  | NSTAR Electric Company | 54913 | MA | 12.7 | 12.7 | 12.7 | N | [5 empty] | X | X
60434 | Chisago Community Solar | 60711 | Chisago Community Solar | 1152 Furuby Rd | Taylor Falls | MN | 55084 | Chisago | 45.4134 | -92.683 | MRO | MISO | Midcontinent Independent Transmission System Operator, Inc.. |  | 22 | NR | 2 | IPP Non-CHP | N |  | Y | QF17-78-000, QF17-79-000, QF17-80-000, QF17-81-000 | N |  |  |  |  | Northern States Power Co - Minnesota | 13781 | MN | 34.5 |  |  | N | [5 empty] | X | X
60435 | Ursa Community Solar | 60712 | Ursa Community Solar | 1650 190th St | Farmington | MN | 55024 | Dakota | 44.6716 | -93.0826 | MRO | MISO | Midcontinent Independent Transmission System Operator, Inc.. |  | 22 | NR | 2 | IPP Non-CHP | N |  | Y | 17-93-000, 17-95-000, 17-96-000, 17-97-000 | N |  |  |  |  | Northern States Power Co - Minnesota | 13781 | MN | 13.8
60436 | Sunrise Community Solar | 60713 | Sunrise Community Solar | 36320 Kost Trail | North Branch | MN | 55056 | Chisago | 45.475 | -92.8911 | MRO | MISO | Midcontinent Independent Transmission System Operator, Inc.. |  | 22 | NR | 2 | IPP Non-CHP | N |  | Y | 17-68-000, 17-69-000, 17-70-000, 17-71-000, 17-72-000 | N |  |  |  |  | Northern States Power Co - Minnesota | 13781 | MN | 34.5 |  |  | N
60437 | Rosemount Community Solar | 60714 | Rosemount Community Solar | 2505 160th St. E | Rosemount | MN | 55068 | Dakota | 44.7224 | -93.0229 | MRO | MISO | Midcontinent Independent Transmission System Operator, Inc.. |  | 22 | NR | 2 | IPP Non-CHP | N |  | Y | 17-73-000, 17-74-000, 17-75-000, 17-76-000, 17-77-000 | N |  |  |  |  | Northern States Power Co - Minnesota | 13781 | MN | 34.5 |  |  | N
60438 | Paynesville Community Solar | 60715 | Paynesville Community Solar | 18982 293rd Ave | Paynesville | MN | 56362 | Stearns | 45.4025 | -94.7155 | MRO | MISO | Midcontinent Independent Transmission System Operator, Inc.. |  | 22 | NR | 2 | IPP Non-CHP | N |  | Y | 17-88-000, 17-89-000, 17-90-000, 17-91-000, 17-92-000 | N |  |  |  |  | Northern States Power Co - Minnesota | 13781 | MN | 34.5 |  |  | N
60439 | Orion Community Solar | 60716 | Orion Community Solar | 14008 Fruit Farm Rd | St Joseph | MN | 56374 | Stearns | 45.5879 | -94.4014 | MRO | MISO | Midcontinent Independent Transmission System Operator, Inc.. |  | 22 | NR | 2 | IPP Non-CHP | N |  | Y | 17-98-000, 17-99-000, 17-100-000 | N |  |  |  |  | Northern States Power Co - Minnesota | 13781 | MN | 34.5
60440 | Northfield Community Solar | 60717 | Northfield Community Solar | 2300 North Ave | Northfield | MN | 55057 | Dakota | 44.4754 | -93.1983 | MRO | MISO | Midcontinent Independent Transmission System Operator, Inc.. |  | 22 | NR | 2 | IPP Non-CHP | N |  | Y | 17-83-000, 17-84-000, 17-85-000, 17-86-000, 17-87-000 | N |  |  |  |  | Northern States Power Co - Minnesota | 13781 | MN | 34.5 |  |  | N
60427 | WPD Wind Projects Inc | 60718 | New Colony Wind Project | 7760 Highway 12 | Martinsdale | MT | 59053 | Wheatland | 46.502 | -110.273 | WECC |  |  |  | 22 | NR | 2 | IPP Non-CHP | N |  | Y | QF14-747 | N |  |  |  |  | NorthWestern Energy LLC - (MT) | 12825 | MT | 100 | [8 empty] | N | N
60433 | Sadiebrook Solar, LLC | 60719 | Sadiebrook Solar, LLC | 1634 Ashely River Road | Charleston | SC | 29407 | Charleston | 32.8001 | -80.0122 | SERC | DUK | Duke Energy Carolinas |  | 22 | NR | 2 | IPP Non-CHP | N |  | Y | 15-1030-000 | N |  | N |  |  | Duke Energy Progress - (NC) | 3046 | SC | 22.86 | 13.2
58519 | Clean Energy Collective LLC | 60720 | Weld 1 Community Solar Array | 15990 CR 29 | Platteville | CO | 80651 | Weld | 40.2321 | -104.7919 | WECC | PSCO | Public Service Company of Colorado |  | 22 | NR | 2 | IPP Non-CHP | N |  | N |  | N |  | N |  |  | Public Service Co of Colorado | 15466 | CO | 13.2
60441 | Green Cow Power LLC | 60721 | Green Cow Power | 24130 County Rd. 40 | Goshen | IN | 46526 | Elkhart | 41.5367 | -85.9272 | RFC | MISO | Midcontinent Independent Transmission System Operator, Inc.. | NA | 112 | NR | 6 | Industrial Non-CHP | N |  | N |  | N |  | N |  |  | Northern Indiana Pub Serv Co | 13756 | IN | 12.5 |  |  | N
58519 | Clean Energy Collective LLC | 60722 | Logan 1 Community Solar Array | 12010 Highway 61 | Sterling | CO | 80751 | Logan | 40.61 | -103.1451 | WECC | PSCO | Public Service Company of Colorado |  | 22 | NR | 2 | IPP Non-CHP | N |  | N |  | N |  |  |  |  | Public Service Co of Colorado | 15466 | CO | 13.2
58519 | Clean Energy Collective LLC | 60723 | Conejos 1 Community Solar Array | 13727 US 285 | La Jara | CO | 81140 | Conejos | 37.1959 | -105.9824 | WECC | PSCO | Public Service Company of Colorado |  | 22 | NR | 2 | IPP Non-CHP | N |  | N |  | N |  |  |  |  | Public Service Co of Colorado | 15466 | CO | 13.2
58519 | Clean Energy Collective LLC | 60724 | Arapahoe 3 Community Solar Array | 28102 East Quincy Avenue | Aurora | CO | 80138 | Arapahoe | 39.6384 | -104.6742 | WECC | PSCO | Public Service Company of Colorado |  | 22 | NR | 2 | IPP Non-CHP | N |  | N |  | N |  |  |  |  | Public Service Co of Colorado | 15466 | CO | 13.2
58519 | Clean Energy Collective LLC | 60725 | Xcel Adams 2 Community Solar Array | 5260 Imboden Rd | Watkins | CO | 80137 | Adams | 39.7849 | -104.5834 | WECC | PSCO | Public Service Company of Colorado |  | 22 | NR | 2 | IPP Non-CHP | N |  | N |  | N |  |  |  |  | Public Service Co of Colorado | 15466 | CO | 13.2
58519 | Clean Energy Collective LLC | 60726 | Xcel Adams 1 Community Solar Array | 33850 E. 38th Avenue | Watkins | CO | 80137 | Adams | 39.7655 | -104.5886 | WECC | PSCO | Public Service Company of Colorado |  | 22 | NR | 2 | IPP Non-CHP | N |  | N |  | N |  |  |  |  | Public Service Co of Colorado | 15466 | CO | 13.2
56997 | Marina Energy LLC | 60727 | East Orange Solar | 300 Parsonage Hill Road | Millburn Township | NJ | 7078 | Essex | 40.7476 | -74.3358 | RFC | PJM | PJM Interconnection, LLC |  | 22 | NR | 2 | IPP Non-CHP | N |  | N |  | N |  | N | X |  | Jersey Central Power & Lt Co | 9726 | NJ | 34.5 | 34.5 | 34.5 | N | [5 empty] | X | X
56997 | Marina Energy LLC | 60728 | Howell Solar | 8209 Lakewood Farmingdale Road | Howell | NJ | 7731 | Monmouth | 40.147 | -74.1675 | RFC | PJM | PJM Interconnection, LLC |  | 22 | NR | 2 | IPP Non-CHP | N |  | N |  | N |  | N | X |  | Jersey Central Power & Lt Co | 9726 | NJ | 13.2 | 13.2 | 13.2 | N | [5 empty] | X | X
56997 | Marina Energy LLC | 60729 | Raritan Solar | 100 Highway 202 | Ringoes | NJ | 8551 | Hunterdon | 40.4642 | -74.8579 | RFC | PJM | PJM Interconnection, LLC |  | 22 | NR | 2 | IPP Non-CHP | N |  | N |  | N |  | N | X |  | Jersey Central Power & Lt Co | 9726 | NJ | 13.2 | 13.2 | 13.2 | N | [5 empty] | X | X
56997 | Marina Energy LLC | 60730 | Bridgewater Solar | 865 Bedford Street | Bridgewater | MA | 2324 | Plymouth | 41.9641 | -70.9719 | RFC | ISNE | ISO New England Inc. |  | 22 | NR | 2 | IPP Non-CHP | N |  | N |  | N |  | N | X |  | NSTAR Electric Company | 54913 | MA | 34.5 | 34.5 | 34.5 | N | [5 empty] | X | X
56997 | Marina Energy LLC | 60731 | Holliston Solar | 58B Hopping Brook Road | Holliston | MA | 1746 | Middlesex | 42.1696 | -71.4682 | RFC | ISNE | ISO New England Inc. |  | 22 | NR | 2 | IPP Non-CHP | N |  | N |  | N |  | N | X |  | NSTAR Electric Company | 54913 | MA | 34 | 34.5 | 34.5 | N | [5 empty] | X | X
56997 | Marina Energy LLC | 60732 | Frankford Solar | 252 Meyer Road | Branchville | NJ | 7826 | Sussex | 41.1666 | -74.7016 | RFC | PJM | PJM Interconnection, LLC |  | 22 | NR | 2 | IPP Non-CHP | N |  | N |  | N |  | N | X |  | Jersey Central Power & Lt Co | 9726 | NJ | 13 |  |  | N | [5 empty] | X | X
56997 | Marina Energy LLC | 60733 | Brickyard Solar | 100 Birdsall Road | Farmingdale | NJ | 7727 | Monmouth | 40.1894 | -74.1545 | RFC | PJM | PJM Interconnection, LLC |  | 22 | NR | 2 | IPP Non-CHP | N |  | N |  | N |  | N | X |  | Jersey Central Power & Lt Co | 9726 | NJ | 13 |  |  | N | [5 empty] | X | X
56997 | Marina Energy LLC | 60734 | Bordentown Solar | 46 Gilbert Road | Burlington | NJ | 8505 | Burlington | 40.0389 | -74.7766 | RFC | PJM | PJM Interconnection, LLC |  | 22 | NR | 2 | IPP Non-CHP | N |  | N |  | N |  | N | X |  | Public Service Elec & Gas Co | 15477 | NJ | 13 |  |  | N | [5 empty] | X | X
56997 | Marina Energy LLC | 60735 | Longview Solar | 7340 Levin Dashiell Road | Hebron | MD | 21830 | Wicomico | 38.3947 | -75.6727 | RFC | PJM | PJM Interconnection, LLC |  | 22 | NR | 2 | IPP Non-CHP | N |  | N |  | N |  | N | X |  | Choptank Electric Coop, Inc | 3503 | MD | 34.5 | 34.5 | 34.5 | N | [5 empty] | X | X
56997 | Marina Energy LLC | 60736 | Wilmington Solar | 1 Burlington Ave | Wilmington | MA | 1887 | Middlesex | 42.5463 | -71.1753 | RFC | ISNE | ISO New England Inc. |  | 22 | NR | 2 | IPP Non-CHP | N |  | N |  | N |  | N | X |  | Massachusetts Electric Co | 11804 | MA | 13.2 | 13.2 | 13.2 | N | [5 empty] | X | X
56997 | Marina Energy LLC | 60737 | Church Hill | 630 Cedar Lane | Church Hill | MD | 21623 | Queen Annes | 39.1009 | -75.9597 | RFC | PJM | PJM Interconnection, LLC |  | 22 | NR | 2 | IPP Non-CHP | N |  | N |  | N |  | N | X |  | Delmarva Power | 5027 | MD | 34.5 | 34.5 | 34.5 | N | [5 empty] | X | X
56997 | Marina Energy LLC | 60738 | Fall River Solar | 81 Commerce Drive | Fall River | MA | 2720 | Bristol | 41.7513 | -71.1145 | RFC | ISNE | ISO New England Inc. |  | 22 | NR | 2 | IPP Non-CHP | N |  | N |  | N |  | N | X |  | Massachusetts Electric Co | 11804 | MA | 34.5 | 34.5 | 34.5 | N | [5 empty] | X | X
56997 | Marina Energy LLC | 60739 | DSM Solar | 206 Macks Island Drive | Columbia | NJ | 7832 | Warren | 40.8437 | -75.0652 | RFC | PJM | PJM Interconnection, LLC |  | 22 | NR | 2 | IPP Non-CHP | N |  | N |  | N |  | N | X |  | Jersey Central Power & Lt Co | 9726 | NJ | 34.5 | 34.5 | 34.5 | N | [5 empty] | X | X
56997 | Marina Energy LLC | 60740 | Pittsgrove Solar | 331 Husted Station Road | Elmer | NJ | 8318 | Salem | 39.539 | -75.1793 | RFC | PJM | PJM Interconnection, LLC |  | 22 | NR | 2 | IPP Non-CHP | N |  | N |  | N |  | N | X |  | Atlantic City Electric Co | 963 | NJ | 12.7 | 12.7 | 12.7 | N | [5 empty] | X | X
58871 | Citizens Enterprises Corporation | 60741 | Old Midville Solar | 359 Old Louisville Road | Millen | GA | 30442 | Jenkins | 32.8207 | -81.9818 | SERC | SOCO | Southern Company Services, Inc. - Trans |  | 22 | NR | 2 | IPP Non-CHP | N |  | Y | QF16-755-000 | N |  |  |  |  | Georgia Power Co | 7140 | GA | 46 |  |  | N
60444 | Argonne National Laboratory | 60742 | Argonne National Laboratory CHP | 9700 S. Cass Ave. | Lemont | IL | 60439 | DuPage | 41.7165 | -87.9706 | RFC | PJM | PJM Interconnection, LLC | NA | 22 | NR | 3 | IPP CHP | N |  | N |  | N |  | N | X |  | Commonwealth Edison Co | 4110 | IL | 138 |  |  | N | NICOR GAS |  |  |  |  | N | X
60443 | Rattlesnake Power, LLC | 60743 | Rattlesnake Power, LLC | CR 128 and US Hwy 87 | Brady | TX | 76858 | McCulloch | 31.3603 | -99.5514 | TRE | ERCO | Electric Reliability Council of Texas, Inc. |  | 22 | NR | 2 | IPP Non-CHP | N |  | N |  | N |  | N | X |  | Lower Colorado River Authority | 11269 |  | 345 |  |  | N | [5 empty] | X | X
60445 | SEPV Imperial, LLC | 60744 | SEPV Imperial Dixieland West | 1980 Brown Road | Imperial | CA | 92251 | Imperial | 32.7941 | -115.7793 | WECC | IID | Imperial Irrigation District |  | 22 | NR | 2 | IPP Non-CHP | N |  | Y | QF17-291 | N |  | N |  |  | Imperial Irrigation District | 9216 | CA | 12.47 |  |  | N | [5 empty] | N | N
60445 | SEPV Imperial, LLC | 60745 | SEPV Imperial Dixieland East | 1980 Brown Road | Imperial | CA | 92251 | Imperial | 32.792 | -115.7734 | WECC | IID | Imperial Irrigation District |  | 22 | NR | 2 | IPP Non-CHP | N |  | Y | QF17-291 | N |  |  |  |  | Imperial Irrigation District | 9216 | CA | 12.47 |  |  | N
60447 | KDC Solar GRQ LLC | 60746 | Silvi Gibraltar Rock | 484 County Highway 601 | Belle Mead | NJ | 8502 | Somerset | 40.4509 | -74.7171 | RFC | PJM | PJM Interconnection, LLC |  | 22 | NR | 2 | IPP Non-CHP | N |  | Y | 16-478-000 | N |  |  |  |  | Jersey Central Power & Lt Co | 9726 | NJ | 4.16 |  |  | N | [5 empty] | X | X
60446 | KDC Solar Bergen 1 | 60747 | Seabrook Village | 3000 Essex Road | Tinton Falls | NJ | 7724 | Monmouth | 40.2342 | -74.0872 | RFC | PJM | PJM Interconnection, LLC |  | 22 | NR | 2 | IPP Non-CHP | N |  | Y | 16-477-000 | N |  | N | X |  | Jersey Central Power & Lt Co | 9726 | NJ | 12.47 |  |  | N | [5 empty] | X | X
60448 | Simcoe Solar | 60748 | Simcoe Solar | 16725 Simco Road | Mountain Home | ID | 83647 | Elmore | 43.2884 | -115.9554 | WECC | IPCO | Idaho Power Company |  | 22 | NR | 2 | IPP Non-CHP | N |  | N |  | N |  |  |  |  | Idaho Power Co | 9191 | ID | 34.5
14203 | City of Osawatomie - (KS) | 60750 | Osawatomie Power Plant South Sub | 700 Walnut Ave | Osawatomie | KS | 66064 | Miami | 38.4956 | -94.9526 | SPP |  |  | NA | 22 | RE | 1 | Electric Utility | N |  | N |  | N |  | N | X |  | City of Osawatomie - (KS) | 14203 | KS | 34.5 |  |  | N | [5 empty] | N | N
14203 | City of Osawatomie - (KS) | 60751 | Osawatomie Power Plant North Sub | 820 Lincoln Ave | Osawatomie | KS | 66064 | Miami | 38.5013 | -94.9569 | SPP |  |  | NA | 22 | RE | 1 | Electric Utility | N |  | N |  | N |  | N | X |  | City of Osawatomie - (KS) | 14203 | KS | 34.5 |  |  | N | [5 empty] | X | X
56997 | Marina Energy LLC | 60752 | Gloucester Community College Solar | 1400 Tanyard Road | Sewell | NJ | 8080 | Gloucester | 39.7808 | -75.1229 | RFC | PJM | PJM Interconnection, LLC |  | 22 | NR | 2 | IPP Non-CHP | N |  | N |  | N |  | N | X |  | Atlantic City Electric Co | 963 | NJ | 12.7 | 12.7 | 12.7 | N | [5 empty] | X | X
60281 | Altus Power America Management, LLC | 60753 | Shirley Landfill | 169 Leominster Road | Shirley | MA | 1464 | Middlesex | 42.5417 | -71.6764 | NPCC | ISNE | ISO New England Inc. |  | 22 | NR | 2 | IPP Non-CHP | N |  | N |  | N |  | N |  |  | Massachusetts Electric Co | 11804 | MA | 13.8 |  |  | N
60281 | Altus Power America Management, LLC | 60754 | DDR Shoppers World | 1 Worcester Road | Framingham | MA | 1701 | Middlesex | 42.3007 | -71.3962 | NPCC | ISNE | ISO New England Inc. |  | 22 | NR | 2 | IPP Non-CHP | N |  | Y | QF17-61-000 | N |  | N |  |  | NSTAR Electric Company | 54913 | MA | 13.8 |  |  | N
60281 | Altus Power America Management, LLC | 60755 | Spartan | County Route 680 | North Hanover | NJ | 8562 | Burlington | 40.0478 | -74.6165 | RFC | PJM | PJM Interconnection, LLC |  | 22 | NR | 2 | IPP Non-CHP | N |  | Y | QF16-467-000 | N |  | N |  |  | Jersey Central Power & Lt Co | 9726 | NJ | 34.5 |  |  | N
60281 | Altus Power America Management, LLC | 60756 | Meadow Solar | 100 Meadow Road | Boston | MA | 2136 | Suffolk | 42.2301 | -71.1333 | NPCC | ISNE | ISO New England Inc. |  | 22 | NR | 2 | IPP Non-CHP | N |  | Y | QF16-1302-000 | N |  | N |  |  | NSTAR Electric Company | 54913 | MA | 13.8 |  |  | N
60281 | Altus Power America Management, LLC | 60757 | Cedarville | 144R Herring Pond Road | Plymouth | MA | 2360 | Plymouth | 41.8027 | -70.5498 | NPCC | ISNE | ISO New England Inc. |  | 22 | NR | 2 | IPP Non-CHP | N |  | N |  | N |  | N |  |  | NSTAR Electric Company | 54913 | MA | 23 |  |  | N
56997 | Marina Energy LLC | 60759 | Freeze Solar | 473 Ridge Rd | Dayton | NJ | 8810 | Middlesex | 40.3763 | -74.5278 | RFC | PJM | PJM Interconnection, LLC |  | 22 | NR | 2 | IPP Non-CHP | N |  | N |  | N |  | N | X |  | Jersey Central Power & Lt Co | 9726 | NJ | 13.2 | 13.2 | 13.2 | N | [5 empty] | X | X
60450 | Powin Energy | 60760 | Millikan BESS | 16902 Millikan Ave | Irvine | CA | 92606 | Orange | 33.691 | -117.833 | WECC | CISO | California Independent System Operator |  | 22 | NR | 2 | IPP Non-CHP | N |  | N |  | N |  | N |  |  | Southern California Edison Co | 17609 | CA | 12 |  |  | Y | [5 empty] | X | X
60451 | Roper Farm, LLC | 60761 | Roper Farm, LLC | 1418 Longbranch Road | Grover | NC | 28073 | Cleveland | 35.1875 | -81.4407 | SERC | DUK | Duke Energy Carolinas |  | 22 | NR | 2 | IPP Non-CHP | N |  | Y | QF 13-12 | N |  |  |  |  | Duke Energy Carolinas, LLC | 5416 | NC | 7.2 |  |  | N
60449 | KDC Solar PFI LLC | 60762 | Pfizer Peapack Solar | 100 Route 206 North | Peapack | NJ | 7934 | Somerset | 40.7119 | -74.6634 | RFC | PJM | PJM Interconnection, LLC |  | 22 | NR | 2 | IPP Non-CHP | N |  | Y | 16-414-000 | N |  |  |  |  | Jersey Central Power & Lt Co | 9726 | NJ | 34.5 |  |  | N
56997 | Marina Energy LLC | 60763 | Holland Solar | 100 Spring Mills Rd | Milford | NJ | 8848 | Hunterdon | 40.5997 | -75.1086 | RFC | PJM | PJM Interconnection, LLC |  | 22 | NR | 2 | IPP Non-CHP | N |  | N |  | N |  | N | X |  | Jersey Central Power & Lt Co | 9726 | NJ | 13.2 | 13.2 | 13.2 | N | [5 empty] | X | X
60452 | Victory Solar LLC | 60764 | Victory Solar LLC | 46900 E. 56th Avenue | Bennett | CO | 80102 | Adams | 39.795 | -104.433 | WECC | PSCO | Public Service Company of Colorado |  | 22 | NR | 2 | IPP Non-CHP | N |  | Y | QF-17-222-000 | N |  |  |  |  | Intermountain Rural Elec Assn | 9336 | CO | 12.47 |  |  | N
56997 | Marina Energy LLC | 60765 | L'Oreal Franklin | 100 Commerce Drive | Somerset | NJ | 8873 | Somerset | 40.4879 | -74.5214 | RFC | PJM | PJM Interconnection, LLC |  | 22 | NR | 2 | IPP Non-CHP | N |  | N |  | N |  | N | X |  | Public Service Elec & Gas Co | 15477 | NJ | 34.5 | 34.5 | 34.5 | N | [5 empty] | X | X
56997 | Marina Energy LLC | 60766 | L'Oreal Monmouth | 77 Deans Rhode Hall Road | Monmouth Junction | NJ | 8852 | Monmouth | 40.4003 | -74.5047 | RFC | PJM | PJM Interconnection, LLC |  | 22 | NR | 2 | IPP Non-CHP | N |  | N |  | N |  | N | X |  | Jersey Central Power & Lt Co | 9726 | NJ | 13.2 | 13.2 | 13.2 | N | [5 empty] | X | X
60460 | CXA Sundevil Power II | 60768 | PB2 - Gila River | 1250 East Watermelon Street | Gila Bend | AZ | 85337 | Maricopa | 32.975 | -112.6944 | WECC | GRMA | Gila River Power, LLC | Wells | 22 | NR | 2 | IPP Non-CHP | N |  | N |  | N |  | N |  |  | Arizona Public Service Co | 803 | AZ | 500 | 230 |  | N | Other - See pipeline notes. | Other - Please explain in pipeline notes below. |  |  | El Paso Natural Gas Pipeline and Transwestern | N | N
56997 | Marina Energy LLC | 60769 | Lower Cape May HS | 705 U.S. 9 | Cape May | NJ | 8204 | Cape May | 38.9767 | -74.9065 | RFC | PJM | PJM Interconnection, LLC |  | 22 | NR | 2 | IPP Non-CHP | N |  | N |  | N |  | N | X |  | Atlantic City Electric Co | 963 | NJ | 12.7 | 12.7 | 12.7 | N | [5 empty] | X | X
56997 | Marina Energy LLC | 60771 | Timber Creek HS | 501 Jarvis Rd | Sicklerville | NJ | 8081 | Camden | 39.7602 | -75.0148 | RFC | PJM | PJM Interconnection, LLC |  | 22 | NR | 2 | IPP Non-CHP | N |  | N |  | N |  | N | X |  | Atlantic City Electric Co | 963 | NJ | 34.5 | 34.5 | 34.5 | N | [5 empty] | X | X
56997 | Marina Energy LLC | 60772 | Adams Ave MS and HS | 6821 Delilah Road | Egg Harbor Township | NJ | 8234 | Atlantic | 39.4114 | -74.5309 | RFC | PJM | PJM Interconnection, LLC |  | 22 | NR | 2 | IPP Non-CHP | N |  | N |  | N |  | N | X |  | Atlantic City Electric Co | 963 | NJ | 34.5 | 34.5 | 34.5 | N | [5 empty] | X | X
60400 | Phantom Solar, LLC | 60774 | Phantom Solar | 91001 Ammo Road | Fort Hood | TX | 76544 | Bell | 31.115 | -97.8451 | TRE | ERCO | Electric Reliability Council of Texas, Inc. |  | 22 | NR | 2 | IPP Non-CHP | N |  | N |  | N |  |  |  |  | Oncor Electric Delivery Company LLC | 44372 | TX | 12.47 |  |  | N | [5 empty] | N | X
60461 | LSDP 11, LLC | 60775 | Deerfield Solar | 901 River Road | Deerfield | MA | 1342 | Franklin | 42.5629 | -72.5892 | NPCC | ISNE | ISO New England Inc. |  | 22 | NR | 2 | IPP Non-CHP | N |  | N |  | N |  |  |  |  | Western Massachusetts Electric Company | 20455 | MA | 15
60462 | Community Foodbank of NJ | 60776 | Community Foodbank of NJ | 31 Evans Terminal | Hillside | NJ | 7205 | Union | 40.6973 | -74.2122 | RFC | PJM | PJM Interconnection, LLC |  | 22 | NR | 2 | IPP Non-CHP | N |  | N |  | N |  | N |  |  | Public Service Elec & Gas Co | 15477 | NJ | 13 |  |  | N | [5 empty] | N | N
56615 | First Solar Project Development | 60777 | American Kings Solar, LLC | 15383 25th Avenue | Lemoore | CA | 93245 | Kings | 36.24 | -119.898 | WECC | CISO | California Independent System Operator |  | 22 | NR | 2 | IPP Non-CHP | N |  | N |  | N |  | N |  |  | Pacific Gas & Electric Co | 14328 | CA | 70 |  |  | N | [5 empty] | X | X
60464 | Hew Fulton Farm, LLC | 60778 | Hew Fulton Farm, LLC | 1600 Scotland High School Driv | Laurinburg | NC | 28352 | Scotland | 34.784 | -79.4745 | SERC | DUK | Duke Energy Carolinas |  | 22 | NR | 2 | IPP Non-CHP | N |  | Y | QF15-784-000 | N |  |  |  |  | Duke Energy Carolinas, LLC | 5416 | NC | 23 |  |  | N
60465 | McGoogan Farm, LLC | 60779 | McGoogan Farm, LLC | 187 Golfview Drive | Lumber Bridge | NC | 28357 | Robeson | 34.8887 | -79.0627 | SERC | DUK | Duke Energy Carolinas |  | 22 | NR | 2 | IPP Non-CHP | N |  | Y | QF14-428 | N |  |  |  |  | Duke Energy Progress - (NC) | 3046 | NC | 22.86 |  |  | N
60466 | Rowan Solar NC LLC | 60780 | Rowan Solar NC LLC | 611 Peeler Road | Salisbury | NC | 28146 | Rowan | 35.611 | -80.53 | SERC | DUK | Duke Energy Carolinas |  | 22 | NR | 2 | IPP Non-CHP | N |  | Y | QF16-174-000 | N |  |  |  |  | Duke Energy Carolinas, LLC | 5416 | NC | 12.4
60467 | Royal Wine Corp | 60781 | Royal Wine Corp Solar Power Plant | 63 Lefante Dr | Bayonne | NJ | 7002 | Hudson | 40.6636 | -74.1002 | RFC | PJM | PJM Interconnection, LLC |  | 312 | NR | 6 | Industrial Non-CHP | N |  | N |  | N |  |  |  |  | Public Service Elec & Gas Co | 15477 | NJ | 4.8 |  |  | N
61060 | Cypress Creek Renewables | 60782 | Barnhill Road Solar, LLC | 209 Barnhill Rd | Elizabeth City | NC | 27909 | Pasquotank | 36.2692 | -76.2995 | SERC |  |  |  | 22 | NR | 2 | IPP Non-CHP | N |  | Y | 15-937-000 | N |  |  |  |  | Virginia Electric & Power Co | 19876 | NC | 34.5 |  |  | N
61060 | Cypress Creek Renewables | 60783 | Leggett Solar, LLC | NC-33/44 HWY | Leggett | NC | 27886 | Edgecombe | 36.058 | -77.623 | SERC |  |  |  | 22 | NR | 2 | IPP Non-CHP | N |  | Y | 15-899-000 | N |  |  |  |  | Virginia Electric & Power Co | 19876 | NC | 12.47 |  |  | N
60470 | Jersey Holdings LLC | 60784 | Jersey Holdings | 1760 Wire Grass Road | Lumberton | NC | 28358 | Robeson | 34.5643 | -79.0375 | SERC | DUK | Duke Energy Carolinas |  | 22 | NR | 2 | IPP Non-CHP | N |  | Y | QF15-986-000, QF15-986-001 | N |  |  |  |  | Lumbee River Elec Member Corp | 11291 | NC | 22.86
60472 | Tungsten Mountain | 60785 | Tungsten Mountain | Unnamed Road | Fallon | NV | 89406 | Churchill | 39.667 | -117.6937 | WECC | NEVP | Nevada Power Company |  | 22 | NR | 2 | IPP Non-CHP | N |  | N |  | N |  |  |  |  | Nevada Power Co | 13407 | NV | 92 |  |  | N
60473 | Renovo Energy Center | 60786 | Renovo Energy Center | 114 Industrial Park Road | Renovo | PA | 17764 | Clinton | 41.3283 | -77.7567 | NPCC | PJM | PJM Interconnection, LLC |  | 22 | NR | 2 | IPP Non-CHP | N |  | N |  | N |  | N |  |  | Pennsylvania Electric Co | 14711 | PA | 230 | 345 |  | N | [5 empty] | X | X
60454 | Williamston Speight Solar, LLC | 60787 | Williamston Speight Solar, LLC | 1292 Speight Rd. | Williamston | NC | 27892 | Martin | 35.8875 | -77.1642 | SERC | PJM | PJM Interconnection, LLC |  | 22 | NR | 2 | IPP Non-CHP | N |  | Y | QF-15-4 | N |  | N |  |  | Virginia Electric & Power Co | 19876 | NC | 34.5 | 19.9 |  | N | [5 empty] | N | X
6455 | Duke Energy Florida, LLC | 60788 | Suwannee Solar Facility | 4037 River Road | Live Oak | FL | 32060 | Suwannee | 30.3763 | -83.1741 | FRCC |  |  |  | 22 | RE | 1 | Electric Utility | N |  | N |  | Y | Docket No. 060410-EI, Meets QF req - FPSC Rule 25-17.080 | N | X |  | Duke Energy Florida, Inc | 6455 | FL | 12.47 |  |  | N | [5 empty] | X | X
60476 | Bluebell Solar, LLC | 60789 | Bluebell Solar |  | Sterling City | TX | 76201 | Sterling | 31.87 | -100.828 | TRE | ERCO | Electric Reliability Council of Texas, Inc. |  | 22 | NR | 2 | IPP Non-CHP | N |  | N |  | N |  | N | [5 empty] | 34
60455 | PVN Milliken, LLC | 60790 | PVN Milliken, LLC | 2050 S. Milliken Ave. | Ontario | CA | 91761 | San Bernardino | 34.0384 | -117.5658 | WECC | CISO | California Independent System Operator |  | 22 | NR | 2 | IPP Non-CHP | N |  | Y | 16-1357-0000 | N |  | N |  |  | Southern California Edison Co | 17609 | CA | 12
796 | Arizona Electric Pwr Coop Inc | 60791 | SunAnza | 58330 SR-371 | Anza | CA | 92539 | Riverside | 33.5553 | -116.6396 | WECC | CISO | California Independent System Operator |  | 22 | RE | 1 | Electric Utility | N |  | N |  | N |  | N | X |  | Anza Electric Coop Inc | 694 | CA | 34.5 |  |  | N | [5 empty] | N | N
56996 | DCO Energy LLC | 60792 | CC Landfill Energy, LLC | 13550 North Highway 93 | Las Vegas | NV | 89124 | Clark | 36.3587 | -114.8748 | WECC | NEVP | Nevada Power Company |  | 22 | NR | 2 | IPP Non-CHP | N |  | Y | QF-11-456 | N |  | N |  |  | Nevada Power Co | 13407 | NV | 12.47 |  |  | N | [5 empty] | N | N
57081 | WGL Energy Systems, Inc | 60795 | Eichtens Solar | 30392 Quandam Lane | Center | MN | 55012 | Chisago | 45.3827 | -92.7725 | MRO |  |  |  | 22 | NR | 2 | IPP Non-CHP | N |  | N |  | N |  | N |  |  | Northern States Power Co | 13780 | MI | 34.5 | 34.5 | 34.5 | N | [5 empty] | N | N
57081 | WGL Energy Systems, Inc | 60796 | Red Wing Solar | 2001 Eagle Ridge Blvd | Red Wing | MN | 55066 | Goodhue | 44.5351 | -92.5161 | MRO |  |  |  | 22 | NR | 2 | IPP Non-CHP | N |  | N |  | N |  | N | X |  | Northern States Power Co - Minnesota | 13781 | MN | 12.47 |  |  | N | [5 empty] | N | N
60481 | Northwestern Lake Forest Hospital | 60797 | Lake Forest Hospital | 660 N. Westmoreland Rd. | Lake Forest | IL | 60073 | Lake | 42.2542 | -87.8643 | RFC | PJM | PJM Interconnection, LLC |  | 22 | NR | 2 | IPP Non-CHP | N |  | N |  | N |  |  |  |  | Commonwealth Edison Co | 4110 | IL | 12 |  |  | N | NORTH SHORE GAS COMPANY |  |  |  |  | N | X
60478 | South Atlantic Services Inc | 60798 | South Atlantic Services Solar Farm I | 3527 US Hwy 421 N. | Wilmington | NC | 28402 | New Hanover | 34.2902 | -77.9757 | SERC | DUK | Duke Energy Carolinas | NA | 22 | NR | 2 | IPP Non-CHP | N |  | Y | QF13-546-000 | N |  | N |  |  | Duke Energy Progress - (NC) | 3046 | NC | 24 |  |  | N | [5 empty] | X | X
60479 | Iron Horse Solar 4, LLC | 60799 | Iron Horse Solar 4, LLC | 146 Pond Street | North Billerica | MA | 1862 | Middlesex | 42.58 | -71.2603 | NPCC | ISNE | ISO New England Inc. |  | 22 | NR | 2 | IPP Non-CHP | N |  | N |  | N |  |  |  |  | Massachusetts Electric Co | 11804 | MA | 23 |  |  | N
60480 | Catawba Solar LLC | 60800 | Catawba Solar LLC | 170 Furniture Road | Salisbury | NC | 28146 | Rowan | 35.61 | -80.53 | SERC | DUK | Duke Energy Carolinas |  | 22 | NR | 2 | IPP Non-CHP | N |  | Y | QF16-175-000 | N |  |  |  |  | Duke Energy Carolinas, LLC | 5416 | NC | 12.4 |  |  | N
58519 | Clean Energy Collective LLC | 60801 | BHE Pueblo 2 Community Solar Array | William White Blvd & N 27th La | Pueblo | CO | 81001 | Pueblo | 38.2844 | -104.524 | WECC |  |  |  | 22 | NR | 2 | IPP Non-CHP | N |  | N |  | N |  |  |  |  | Black Hills/Colorado Elec.Util | 56146 | CO | 13.2
56997 | Marina Energy LLC | 60802 | ACCC Mays Landing | 5100 E. Black Horse Pike | Pleasantville | NJ | 8232 | Atlantic | 39.4606 | -74.6809 | RFC | PJM | PJM Interconnection, LLC |  | 22 | NR | 2 | IPP Non-CHP | N |  | N |  | N |  | N | X |  | Atlantic City Electric Co | 963 | NJ | 34.5 | 34.5 | 34.5 | N | [5 empty] | X | X
60960 | Deutsche Bank | 60803 | Deutsche Bank- Piscataway Solar | 40 Kingsbridge Road | Piscataway | NJ | 8854 | Middlesex | 40.5458 | -74.4964 | RFC | PJM | PJM Interconnection, LLC |  | 22 | NR | 2 | IPP Non-CHP | N |  | N |  | N |  |  |  |  | Public Service Elec & Gas Co | 15477 | NJ | 0.48 |  |  | N
60961 | Gemini Technologies Services, Inc. | 60804 | Gemini Technologies Services, Inc. Solar | 2 Gatehall Dr | Parsippany | NJ | 7054 | Morris | 40.8484 | -74.4676 | RFC | PJM | PJM Interconnection, LLC |  | 22 | NR | 2 | IPP Non-CHP | N |  | N |  | N |  |  |  |  | Jersey Central Power & Lt Co | 9726 | NJ | 0.48 |  |  | N
60483 | Shotco Energy, LLC | 60805 | Beaver Run | 283 Beaver Run Rd | Lafayette Township | NJ | 7848 | Sussex | 41.153 | -74.6381 | RFC | PJM | PJM Interconnection, LLC |  | 22 | NR | 2 | IPP Non-CHP | N |  | Y | 14-74-000 | N |  | N |  |  | Jersey Central Power & Lt Co | 9726 | NJ | 35 |  |  | N | [5 empty] | X | X
60268 | Hartz Solar LLC | 60806 | North Bergen Solar | 2220 91st Street | North Bergen | NJ | 7047 | Hudson | 40.818 | -74.017 | RFC | PJM | PJM Interconnection, LLC |  | 22 | NR | 2 | IPP Non-CHP | N |  | Y | 16-1259-000 | N |  |  |  |  | Public Service Elec & Gas Co | 15477 | NJ | 0.48 |  |  | N | [5 empty] | N
59365 | Capital Power Corporation | 60807 | Salt Springs Wind Farm | TBD | Spearville | KS | 67876 | Ford | 37.9572 | -99.7555 | SPP | SWPP | Southwest Power Pool |  | 22 | NR | 2 | IPP Non-CHP | N |  | N |  | N | [7 empty] | 345
58677 | CD US Solar MT1 LLC | 60808 | US Foods Solar | 1051 Amboy Ave. | Perth Amboy | NJ | 8861 | Middlesex | 40.5344 | -74.2752 | RFC | PJM | PJM Interconnection, LLC |  | 22 | NR | 2 | IPP Non-CHP | N |  | N |  | N |  |  |  |  | Public Service Elec & Gas Co | 15477 | NJ | 0.48 |  |  | N | [5 empty] | X | X
60955 | Summit Water Nexus, Mount Holly, LLC | 60809 | Summit Water Nexus Mt. Holly, LLC Solar | 26 Maple Ave | Lumberton | NJ | 8060 | Burlington | 39.9873 | -74.8018 | RFC | PJM | PJM Interconnection, LLC |  | 22 | NR | 2 | IPP Non-CHP | N |  | N |  | N |  | N |  |  | Public Service Elec & Gas Co | 15477 | NJ | 0.48 |  |  | N
61023 | Sabert Corporation | 60810 | Sabert Solar | 879 Main Street Extension | Sayerville | NJ | 7068 | Middlesex | 40.4755 | -74.3209 | RFC | PJM | PJM Interconnection, LLC |  | 22 | NR | 2 | IPP Non-CHP | N |  | N |  | N |  |  |  |  | Jersey Central Power & Lt Co | 9726 | NJ | 0.48 |  |  | N
58702 | AES Energy Storage | 60811 | AES ADA Energy Storage Array | 2750 Monroe Blvd | Norristown | PA | 19403 | Montgomery | 40.1218 | -75.4172 | RFC | PJM | PJM Interconnection, LLC |  | 22 | NR | 2 | IPP Non-CHP | N |  | N |  | N |  | N |  |  | PECO Energy Co | 14940 | PA | 34.5 |  |  | Y
59735 | Enerparc CA2, LLC | 60813 | Cloverdale Solar Center | 1255 Hiatt Road | Cloverdale | CA | 95425 | Sonoma | 38.7696 | -123.0207 | WECC | CISO | California Independent System Operator |  | 22 | NR | 2 | IPP Non-CHP | N |  | Y | QF15-259-000 | N |  |  |  |  | Pacific Gas & Electric Co | 14328 | CA | 12
219 | Alaska Power and Telephone Co | 60814 | 7-Mile Ridge Wind Project | TBD | Tok | AK | 99780 | Southeast Fairbanks | 63.2107 | -143.2472 |  |  |  |  | 22 | RE | 1 | Electric Utility | N |  | N |  | N |  |  |  |  | Alaska Power and Telephone Co | 219 | AK |  |  |  | N
60947 | Tesla Inc. | 60815 | Hampshire College | S Maple St | Amherst | MA | 1002 | Hampshire | 42.3769 | -72.4691 | NPCC | ISNE | ISO New England Inc. |  | 22 | NR | 2 | IPP Non-CHP | N |  | N |  | N |  |  |  |  | Western Massachusetts Electric Company | 20455 | MA | 0.48 |  |  | Y
60947 | Tesla Inc. | 60816 | Town of Lexington Solar | 60 Hartwell Ave | Lexington | MA | 2421 | Middlesex | 42.4691 | -71.2555 | NPCC |  |  |  | 22 | NR | 2 | IPP Non-CHP | N |  | N |  | N |  |  |  |  | NSTAR Electric Company | 54913 | MA | 48 |  |  | N
60947 | Tesla Inc. | 60817 | Sullivan County - Adult Care Solar | 256 Sunset Lake | Liberty | NY | 12754 | Sullivan | 41.7966 | -74.7081 | NPCC | NYIS | New York Independent System Operator |  | 22 | NR | 2 | IPP Non-CHP | N |  | N |  | N |  |  |  |  | New York State Elec & Gas Corp | 13511 | NY | 0.48 |  |  | N
60947 | Tesla Inc. | 60818 | Oswego County - Fulton Solar | 3125 NY-3 | Fulton | NY | 13069 | Oswego | 43.3424 | -76.3432 | NPCC | NYIS | New York Independent System Operator |  | 22 | NR | 2 | IPP Non-CHP | N |  | N |  | N |  |  |  |  | Niagara Mohawk Power Corp. | 13573 | NY | 0.48 |  |  | N
60947 | Tesla Inc. | 60819 | Jefferson-Lewis BOCES Solar | 20104 NY-3 | Watertown | NY | 13601 | Jefferson | 43.971 | -75.9698 | NPCC | NYIS | New York Independent System Operator |  | 22 | NR | 2 | IPP Non-CHP | N |  | N |  | N |  |  |  |  | Niagara Mohawk Power Corp. | 13573 | NY | 1 |  |  | N
60947 | Tesla Inc. | 60820 | Montgomery County - Correctional Facility | 22880 Whelan Ln | Boyds | MD | 20841 | Montgomery | 39.2379 | -77.2932 | RFC | PJM | PJM Interconnection, LLC |  | 22 | NR | 2 | IPP Non-CHP | N |  | N |  | N |  |  |  |  | The Potomac Edison Company | 15263 | MD | 0.48 |  |  | N
60947 | Tesla Inc. | 60821 | Weber State University - Davis Campus Solar | 2750 University Park Blvd | Layton | UT | 84041 | Davis | 41.099 | -111.9822 | WECC | WACM | Western Area Power Administration - Rocky Mountain Region |  | 22 | NR | 2 | IPP Non-CHP | N |  | N |  | N |  |  |  |  | PacifiCorp | 14354 | UT | 0.48 |  |  | N
60947 | Tesla Inc. | 60822 | Intel - Ocotillo Campus Solar | 4500 S Dobson Rd | Chandler | AZ | 85248 | Maricopa | 33.2433 | -111.8924 | WECC | AZPS | Arizona Public Service Company |  | 22 | NR | 2 | IPP Non-CHP | N |  | N |  | N |  |  |  |  | Salt River Project | 16572 | AZ | 0.48 |  |  | N
60947 | Tesla Inc. | 60823 | South Sioux City Solar | 1635 C Ave | Dakota | NE | 68776 | Dakota | 42.4585 | -96.4397 | MRO |  |  |  | 22 | NR | 2 | IPP Non-CHP | N |  | N |  | N |  |  |  |  | Nebraska Public Power District | 13337 | NE | 1 |  |  | N
60947 | Tesla Inc. | 60824 | Valley Sanitary District WTP Solar | 45 500 Van Buren Street | Indio | CA | 92201 | Riverside | 33.7087 | -116.1989 | WECC | LDWP | Los Angeles Department of Water and Power |  | 22 | NR | 2 | IPP Non-CHP | N |  | N |  | N |  |  |  |  | Imperial Irrigation District | 9216 | CA | 0.48 |  |  | N
60495 | Sunpin Holdings, LLC | 60825 | Colgreen North Shore Solar Farm | 96950 S 70th Ave | Mecca | CA | 92254 | Riverside | 33.5401 | -115.9748 | WECC | IID | Imperial Irrigation District |  | 22 | NR | 2 | IPP Non-CHP | N |  | N |  | N |  | N | X |  | Imperial Irrigation District | 9216 | CA | 92.3 |  |  | N | [5 empty] | N | X
60496 | Enerparc Inc. | 60826 | Neenach Solar Center | TBD | Neenach | CA | 93536 | Los Angeles | 34.8128 | -118.6012 | WECC | CISO | California Independent System Operator |  | 22 | NR | 2 | IPP Non-CHP | N |  | Y | QF15-258-000 | N |  |  |  |  | Southern California Edison Co | 17609 | CA | 12 |  |  | N
56615 | First Solar Project Development | 60827 | Sun Streams, LLC | W. Elliot Rd and S. 363rd Ave | TBD | AZ | 85322 | Maricopa | 33.3488 | -112.8348 | WECC | CISO | California Independent System Operator |  | 22 | NR | 2 | IPP Non-CHP | N |  | N |  | N |  | N |  |  | Southern California Edison Co | 17609 | CA | 500 |  |  | N
61060 | Cypress Creek Renewables | 60828 | Osceola Solar, LLC | 3935 Osceola Road | Elon | NC | 27244 | Alamance | 36.189 | -79.532 | SERC | DUK | Duke Energy Carolinas |  | 22 | NR | 2 | IPP Non-CHP | N |  | Y | QF 16-963-000 | Y | QF 16-963-000 | N |  |  | Duke Energy Carolinas, LLC | 5416 | NC | 22.86
61060 | Cypress Creek Renewables | 60829 | Eastway Solar, LLC | 1308 E Broad St | Elizabethtown | NC | 28337 | Bladen | 34.6209 | -78.5917 | SERC | DUK | Duke Energy Carolinas |  | 22 | NR | 2 | IPP Non-CHP | N |  | Y | QF 16-1029-000 | Y | QF 16-1029-000 |  |  |  | Duke Energy Progress - (NC) | 3046 | NC | 22.86
60486 | Webster Holdco LLC | 60830 | Webster Holdco Solar | 7383 40TH ST W Unit 1-5 | Webster | MN | 55088 | Rice | 44.5297 | -93.4106 | MRO | MISO | Midcontinent Independent Transmission System Operator, Inc.. |  | 22 | NR | 2 | IPP Non-CHP | N |  | N |  | N |  |  |  |  | Northern States Power Co - Minnesota | 13781 | MN
60500 | Bluesphere Corporate | 60831 | Orbit Energy RI | TBD | Johnston | RI | 2919 | Providence | 41.8054 | -71.5142 | NPCC | ISNE | ISO New England Inc. |  | 22 | NR | 2 | IPP Non-CHP | N |  | N |  | N |  | N |  |  | The Narragansett Electric Co | 13214 | RI
60501 | Farmington Holdco LLC | 60832 | Farmington Holdco Solar | 3398 225th ST | Farmington | MN | 55024 | Dakota | 44.6231 | -93.134 | MRO | MISO | Midcontinent Independent Transmission System Operator, Inc.. |  | 22 | NR | 2 | IPP Non-CHP | N |  | N |  | N |  |  |  |  | Northern States Power Co - Minnesota | 13781 | MN | 13.8
60485 | Dodge Holdco LLC | 60833 | Dodge Holdco Solar | 61801 240TH AVE Unit 1-5 | Kasson | MN | 55955 | Dodge | 44.0224 | -92.757 | MRO | MISO | Midcontinent Independent Transmission System Operator, Inc.. |  | 22 | NR | 2 | IPP Non-CHP | N |  | N |  | N |  |  |  |  | Northern States Power Co - Minnesota | 13781 | MN | 12.45
60488 | Hwy 14 Holdco, LLC | 60834 | Hwy 14 Holdco Solar | 7647 Country Club Road W Byron | Byron | MN | 55920 | Olmsted | 44.0218 | -92.5922 | MRO | MISO | Midcontinent Independent Transmission System Operator, Inc.. |  | 22 | NR | 2 | IPP Non-CHP | N |  | N |  | N |  |  |  |  | Northern States Power Co - Minnesota | 13781 | MN | 12.45
60490 | Pine Island Holdco, LLC | 60835 | Pine Island Solar | 50291 HIGHWAY 52 BLVD | Pine Island | MN | 55963 | Olmsted | 44.2201 | -92.6543 | MRO | MISO | Midcontinent Independent Transmission System Operator, Inc.. |  | 22 | NR | 2 | IPP Non-CHP | N |  | N |  | N |  |  |  |  | Northern States Power Co - Minnesota | 13781 | MN | 12.47
60489 | Big Lake Holdco LLC | 60836 | Big Lake Holdco Solar | 19828 State Highway 25 NW | Big Lake | MN | 55309 | Sherburne | 45.3346 | -93.7756 | MRO | MISO | Midcontinent Independent Transmission System Operator, Inc.. |  | 22 | NR | 2 | IPP Non-CHP | N |  | N |  | N |  |  |  |  | Northern States Power Co - Minnesota | 13781 | MN | 34.5
60491 | Forest Lake Holdco LLC | 60837 | Forest Lake Solar | 10360 Scandia Trail N | Scandia | MN | 55073 | Washington | 45.2535 | -92.894 | MRO | MISO | Midcontinent Independent Transmission System Operator, Inc.. |  | 22 | NR | 2 | IPP Non-CHP | N |  | N |  | N |  |  |  |  | Northern States Power Co - Minnesota | 13781 | MN | 34.5
60487 | Wabasha Holdco LLC | 60838 | Wabasha Holdco Solar | 1500 Hiawatha Drive East | Wabasha | MN | 55981 | Wabasha | 44.3671 | -92.0193 | MRO | MISO | Midcontinent Independent Transmission System Operator, Inc.. |  | 22 | NR | 2 | IPP Non-CHP | N |  | N |  | N |  |  |  |  | Northern States Power Co - Minnesota | 13781 | MN | 12.45
60993 | Goya Foods Inc. | 60839 | Goya Foods, Inc- Jersey City Solar | 350 County Road | Jersey City | NJ | 7097 | Hudson | 40.7601 | -74.0654 | RFC | PJM | PJM Interconnection, LLC |  | 22 | NR | 2 | IPP Non-CHP | N |  | N |  | N |  | N | X |  | Public Service Elec & Gas Co | 15477 | NJ | 0.48 |  |  | N | [5 empty] | N | N
60993 | Goya Foods Inc. | 60840 | Goya Foods, Inc- Secaucus Solar | 100 Seaview Drive | Secaucus | NJ | 7094 | Hudson | 40.7731 | -74.0774 | RFC | PJM | PJM Interconnection, LLC |  | 22 | NR | 2 | IPP Non-CHP | N |  | N |  | N |  | N |  |  | Public Service Elec & Gas Co | 15477 | NJ | 0.48 |  |  | N | [5 empty] | N | N
60989 | Prudential Insurance Company of America (NJ) | 60841 | Prudential 55 Livingston Roseland Solar | 55 Livingston Ave | Roseland | NJ | 7068 | Essex | 40.8146 | -74.2971 | RFC |  |  |  | 22 | NR | 2 | IPP Non-CHP | N |  | N |  | N |  | N |  |  | Public Service Elec & Gas Co | 15477 | NJ | 0.48 |  |  | N | [5 empty] | N | N
60989 | Prudential Insurance Company of America (NJ) | 60842 | Prudential 80 Livingston Roseland Solar | 80 Livingston Ave | Roseland | NJ | 7068 | Essex | 40.8154 | -74.305 | RFC |  |  |  | 22 | NR | 2 | IPP Non-CHP | N |  | N |  | N |  | N |  |  | Public Service Elec & Gas Co | 15477 | NJ | 0.48 |  |  | N | [5 empty] | N | N
16380 | RTC Properties Inc | 60843 | River Terminal Development Solar | 100 Central Avenue | Kearny | NJ | 7032 | Hudson | 40.7278 | -74.1142 | RFC |  |  |  | 53 | NR | 4 | Commercial Non-CHP | N |  | N |  | N |  | N | X |  | Public Service Elec & Gas Co | 15477 | NJ | 13.2 |  |  | N | [5 empty] | X | X
60947 | Tesla Inc. | 60844 | Genentech Vacaville Meter #1 | 1000 New Horizons Way | Vacaville | CA | 95688 | Solano | 38.3908 | -121.9478 | WECC | CISO | California Independent System Operator |  | 22 | NR | 2 | IPP Non-CHP | N |  | N |  | N |  |  |  |  | Pacific Gas & Electric Co | 14328 | CA | 1 |  |  | N
60947 | Tesla Inc. | 60846 | US GSA - Sacramento | 2800 Cottage Way | Sacramento | CA | 95825 | Sacramento | 38.6014 | -121.3979 | WECC | CISO | California Independent System Operator |  | 22 | NR | 2 | IPP Non-CHP | N |  | N |  | N |  |  |  |  | Sacramento Municipal Util Dist | 16534 | CA | 0.48 |  |  | N
60947 | Tesla Inc. | 60847 | Garrett County - DPU Treatment Plant | 762 Mayhew Inn Rd | Oakland | MD | 21550 | Garrett | 39.5052 | -79.393 | RFC | PJM | PJM Interconnection, LLC |  | 22 | NR | 2 | IPP Non-CHP | N |  | N |  | N |  |  |  |  | Potomac Electric Power Co | 15270 | MD | 0.48 |  |  | N
60508 | UGI Energy Services, LLC | 60848 | Temple Solar Arrays | 5665 :eesport Ave | Reading | PA | 19605 | Berks | 40.4235 | -75.9252 | RFC | PJM | PJM Interconnection, LLC |  | 22 | NR | 2 | IPP Non-CHP | N |  | N |  | N |  |  |  |  | Metropolitan Edison Co | 12390 | PA | 13.2 |  |  | N
60508 | UGI Energy Services, LLC | 60849 | Emmitsburg Solar Arrays | 16707 Creamery Road | Emmitsburg | MD | 21727 | Frederick | 39.6937 | -77.3144 | RFC | PJM | PJM Interconnection, LLC |  | 22 | NR | 2 | IPP Non-CHP | N |  | N |  | N |  | N |  |  | Potomac Electric Power Co | 15270 | MD | 12.4 |  |  | N | [5 empty] | N | X
61060 | Cypress Creek Renewables | 60850 | Thigpen Farms Solar, LLC | 37 Future (911 street address) | Maxton | NC | 28364 | Robeson | 34.7092 | -79.3519 | SERC | DUK | Duke Energy Carolinas |  | 22 | NR | 2 | IPP Non-CHP | N |  | Y | QF 15-184-000 | Y | QF 15-184-000 |  |  |  | Duke Energy Progress - (NC) | 3046 | NC | 22.86
60510 | Conergy Projects, Inc. | 60851 | Curtis Hill Solar | 28 Curtis Hill Road | Charlton | MA | 1507 | Worcester | 42.175 | -71.986 | NPCC | ISNE | ISO New England Inc. |  | 22 | NR | 2 | IPP Non-CHP | N |  | Y | 16-235-000 | N |  |  |  |  | Massachusetts Electric Co | 11804 | MA | 13.8 |  |  | N
60510 | Conergy Projects, Inc. | 60852 | Depot Hill Solar | 53 City Depot Road | Charlton | MA | 1507 | Worcester | 42.153 | -71.988 | NPCC | ISNE | ISO New England Inc. |  | 22 | NR | 2 | IPP Non-CHP | N |  | Y | 16-234-000 | N |  |  |  |  | Massachusetts Electric Co | 11804 | MA | 13.8 |  |  | N
60511 | SR Houston Holdings, LLC | 60853 | SR Houston | County Road 116 | Houston | MS | 38851 | Chickasaw | 33.9267 | -88.9976 | SERC |  |  |  | 22 | NR | 2 | IPP Non-CHP | N |  | N |  | N |  |  |  |  | Natchez Trace Elec Power Assn | 13227 | MS | 25 |  |  | N
60513 | Bird Machine Solar Farm, LLC | 60854 | Bird Machine Solar Farm | 100 Neponset St | South Wapole | MA | 2071 | Norfolk | 42.1096 | -71.2667 | NPCC | ISNE | ISO New England Inc. |  | 22 | NR | 2 | IPP Non-CHP | N |  | Y | PV-3570-16 | N |  |  |  |  | NSTAR Electric Company | 54913 | MA | 13.8
60514 | Iron Horse Solar 1, LLC | 60855 | Iron Horse Solar I CSG | 200 Iron Horse Park | North Billerica | MA | 1862 | Middlesex | 42.5829 | -71.2464 | NPCC | ISNE | ISO New England Inc. |  | 22 | NR | 2 | IPP Non-CHP | N |  | Y | QF17-292-000 | N |  |  |  |  | Massachusetts Electric Co | 11804 | MA | 23 |  |  | N
60515 | Astra Wind LLC | 60856 | Astra Wind Farm | 41801 FM 168 | Happy | TX | 79042 | Randall | 34.7695 | -102.0524 | TRE |  |  |  | 22 | NR | 2 | IPP Non-CHP | N |  | N |  | N |  |  |  |  | Sharyland Utilities LP | 17008 | TX | 345
60516 | NES Rutgers LLC | 60857 | NES Rutgers Solar | 1985 Rutgers University Blvd | Lakewood | NJ | 8701 | Ocean | 40.0709 | -74.1612 | RFC | PJM | PJM Interconnection, LLC |  | 326 | NR | 6 | Industrial Non-CHP | N |  | N |  | N |  |  |  |  | Jersey Central Power & Lt Co | 9726 | NJ | 0.48 |  |  | N
60517 | 126 Grove Solar LLC | 60858 | 126 Grove Solar LLC | 126 Grove Street | Franklin | MA | 2028 | Norfolk | 42.0761 | -71.4227 | NPCC | ISNE | ISO New England Inc. |  | 22 | NR | 2 | IPP Non-CHP | N |  | N |  | N |  | N |  |  | Massachusetts Electric Co | 11804 | MA | 34.5 |  |  | N
60519 | Williams Solar, LLC | 60859 | Williams Solar, LLC | PO Box 251 FM RD 1228 | Jayton | TX | 79518 | Kent | 33.2689 | -100.6269 | TRE | ERCO | Electric Reliability Council of Texas, Inc. |  | 22 | NR | 2 | IPP Non-CHP | N |  | N |  | N |  | N | X |  | AEP Texas North Company | 20404 | TX | 69
60520 | SoCore Energy LLC | 60860 | VEC Alburgh Array | 22 Vermont 78 | Alburgh | VT | 5440 | Grand Isle | 44.9623 | -73.2741 | NPCC | ISNE | ISO New England Inc. |  | 22 | NR | 2 | IPP Non-CHP | N |  | Y | QF17-346-000 | N |  | N |  |  | Vermont Electric Cooperative, Inc | 19791 | VT | 12.47 |  |  | N
60518 | California PV Energy 2, LLC | 60861 | Dept of General Services -FTB | 9646 Butterfield Way | Sacramento | CA | 95827 | Sacramento | 38.565 | -121.343 | WECC | BANC | Balancing Authority of Northern California |  | 22 | NR | 2 | IPP Non-CHP | N |  | Y | QF16-1053-000 | N |  |  |  |  | Sacramento Municipal Util Dist | 16534 | CA | 12
5580 | East Kentucky Power Coop, Inc | 60863 | Cooperative Solar One | 4775 Lexington Road | Winchester | KY | 40391 | Clark | 38.0272 | -84.2547 | SERC | PJM | PJM Interconnection, LLC |  | 22 | RE | 1 | Electric Utility | N |  | N |  | N |  | N | X |  | Kentucky Utilities Co | 10171 | KY | 69
60505 | Kokomo Solar 1, LLC | 60864 | Kokomo Solar 1, LLC | 1201 W. Markland Ave. | Kokomo | IN | 46901 | Howard | 40.473 | -86.146 | RFC | MISO | Midcontinent Independent Transmission System Operator, Inc.. |  | 22 | NR | 2 | IPP Non-CHP | N |  | N |  | Y | QF16-1263-000 |  |  |  | Duke Energy Indiana, LLC | 15470 | IN | 12.47 |  |  | N
60521 | Equity Industrial Turbines | 60865 | Equity Industrial Turbines | 11 Dory Road | Gloucester | MA | 1930 | Essex | 42.6256 | -70.6565 | NPCC | ISNE | ISO New England Inc. |  | 22 | NR | 2 | IPP Non-CHP | N |  | N |  | N |  |  |  |  | Massachusetts Electric Co | 11804 | MA | 23 |  |  | N
60484 | Bashaw Solar 1, LLC | 60866 | Bashaw Solar CSG 1, LLC | 4 Middle Road | Newbury | MA | 1951 | Essex | 42.7893 | -70.88 | NPCC | ISNE | ISO New England Inc. |  | 22 | NR | 2 | IPP Non-CHP | N |  | N |  | N |  |  |  |  | NSTAR Electric Company | 54913 | MA | 23 | [8 empty] | N
59232 | Kearsarge Solar LLC | 60867 | Kearsarge Southwick LLC | 63 Congamond Road | Southwick | MA | 1077 | Hampden | 42.0163 | -72.7752 | NPCC | ISNE | ISO New England Inc. |  | 22 | NR | 2 | IPP Non-CHP | N |  | Y | 15-201-000 | N |  |  |  |  | Western Massachusetts Electric Company | 20455 | MA | 13.8 |  |  | N
15248 | Portland General Electric Co | 60868 | Timothy Lake Powerhouse | TBD | Clackamas | OR | 97015 | Clackamas | 45.3705 | -121.7565 | WECC | PGE | Portland General Electric Company |  | 22 | RE | 1 | Electric Utility | N |  | N |  | N |  | N | X |  | Portland General Electric Co | 15248 | OR | 115 |  |  | N
60525 | Solar Star California, XLIV, LLC | 60869 | Solar Star California, XLIV, LLC | 34534 116th Street East | Pearblossom | CA | 93553 | Los Angeles | 34.5119 | -117.9228 | WECC | CISO | California Independent System Operator |  | 22 | NR | 2 | IPP Non-CHP | N |  | Y | QF17-496-000 | N |  | N |  |  | Southern California Edison Co | 17609 | CA | 220 |  |  | N
60523 | Springfield Project Development LLC | 60871 | Homestead Wind LLC | Intersection of Sangamon-Menar | Ashland | IL | 62612 | Cass | 39.9054 | -89.999 | SERC | MISO | Midcontinent Independent Transmission System Operator, Inc.. |  | 22 | NR | 2 | IPP Non-CHP | N |  | N |  | N |  |  |  |  | Ameren Illinois Company | 56697 | IL | 69
60527 | Milestone Wildomar LLC | 60872 | Wildomar Solar | 36215 Jana Lane | Wildomar | CA | 92595 | Riverside | 33.5952 | -117.2265 | WECC | CISO | California Independent System Operator |  | 22 | NR | 2 | IPP Non-CHP | N |  | N |  | N |  | N |  |  | Southern California Edison Co | 17609 | CA |  | 0.48 |  | N | [5 empty] | N | X
12341 | MidAmerican Energy Co | 60873 | Prairie Wind Farm | 1881 147th Street | New Sharon | IA | 50207 | Mahaska | 41.4369 | -92.7038 | MRO |  |  |  | 22 | NR | 2 | IPP Non-CHP | N |  | N |  | N |  | N |  |  | ITC Midwest LLC | 56161 |  | 161 |  |  | N
7601 | Green Mountain Power Corp | 60874 | GMP Solar - Hartford | 802 Quechee-Hartland Road | Hartford | VT | 5001 | Windsor | 43.6321 | -72.4186 | NPCC | ISNE | ISO New England Inc. |  | 22 | RE | 1 | Electric Utility | N |  | N |  | Y | QF16-764 |  |  |  | Green Mountain Power Corp | 7601 | VT | 12.47 |  |  | N
7601 | Green Mountain Power Corp | 60875 | GMP Solar - Williston | 479 Mountain View Road | Williston | VT | 5495 | Chittenden | 44.4655 | -73.1032 | NPCC | ISNE | ISO New England Inc. |  | 22 | RE | 1 | Electric Utility | N |  | N |  | Y | QF16-768 |  |  |  | Green Mountain Power Corp | 7601 | VT | 12.47 |  |  | N
3258 | Central Iowa Power Cooperative | 60876 | Eastern Iowa Solar | 1316 Division St West | Wilton | IA | 52778 | Muscatine | 41.597 | -91.0363 | MRO | MISO | Midcontinent Independent Transmission System Operator, Inc.. |  | 22 | RE | 1 | Electric Utility | N |  | N |  | N |  | N | X |  | Eastern Iowa Light & Power Coop | 5605 | IA | 12.47 |  |  | N | [5 empty] | N | N
7601 | Green Mountain Power Corp | 60877 | GMP Solar - Williamstown | 730 McGlynn Road | Williamstown | VT | 5679 | Orange | 44.1361 | -72.5105 | NPCC | ISNE | ISO New England Inc. |  | 22 | RE | 1 | Electric Utility | N |  | N |  | Y | QF16-767 |  |  |  | Green Mountain Power Corp | 7601 | VT | 12.47 |  |  | N
60529 | Sutton Solar, LLC | 60878 | Sutton Solar | 25 Oakhurst Road | Sutton | MA | 1590 | Worcester | 42.1024 | -71.6977 | NPCC | ISNE | ISO New England Inc. |  | 22 | NR | 2 | IPP Non-CHP | N |  | N |  | N |  |  |  |  | Massachusetts Electric Co | 11804 | MA | 13.8 |  |  | N
60530 | Nexamp Peak, LLC | 60879 | Nexamp Peak | 297 Brodie Mountain Road | Hancock | MA | 1237 | Berkshire | 42.5621 | -73.2871 | NPCC | ISNE | ISO New England Inc. |  | 22 | NR | 2 | IPP Non-CHP | N |  | N |  | N |  |  |  |  | Massachusetts Electric Co | 11804 | MA | 23 |  |  | N
60911 | Town of Stafford, CT | 60880 | Stafford MS Ground Mount | 21 Levinthal Run | Stafford | CT | 6076 | Tolland | 41.964 | -72.309 | NPCC |  |  |  | 22 | NR | 2 | IPP Non-CHP | N |  | N |  | N |  | N |  |  | Connecticut Light & Power Co | 4176 | CT | 23 |  |  | N | [5 empty] | X | X
60532 | Bernhardt Furniture Company | 60881 | Bernhardt Furniture Solar Farm | 1755 Connelly Springs Road | Lenoir | NC | 28645 | Caldwell | 35.8499 | -81.5409 | SERC | DUK | Duke Energy Carolinas |  | 22 | NR | 2 | IPP Non-CHP | N |  | Y | 15-800 | N |  | N |  |  | Duke Energy Carolinas, LLC | 5416 | NC | 12.47 | 7.2 |  | N | [5 empty] | X | X
60533 | Carl Friedrich Gauss Solar LLC | 60882 | Carl Friedrich Gauss Solar | 700 Gregory Farm Road | Halifax | NC | 27839 | Halifax | 36.3458 | -77.6335 | SERC |  |  |  | 22 | NR | 2 | IPP Non-CHP | N |  | Y | 15-991-001, 15-991-000 | N |  |  |  |  | Virginia Electric & Power Co | 19876 | NC | 34.5
60537 | Deerfield Wind Energy, LLC | 60883 | Deerfield Wind Energy, LLC | 3200 E. Kinde Rd. | Kinde | MI | 48455 | Huron | 43.9419 | -82.8987 | RFC | MISO | Midcontinent Independent Transmission System Operator, Inc.. |  | 22 | NR | 2 | IPP Non-CHP | N |  | N |  | N |  | N |  |  | International Transmission Company DBA I | 56068 |  | 120
60534 | Halifax Solar LLC | 60884 | Halifax Solar LLC | 12490 HWY 903 | Halifax | NC | 27839 | Halifax | 36.345 | -77.63 | SERC |  |  |  | 22 | NR | 2 | IPP Non-CHP | N |  | Y | 17-131-000 | N |  | N |  |  | Virginia Electric & Power Co | 19876 | NC | 34.5
60639 | AEP Renewables | 60885 | Boulder Solar II, LLC | 17445 South US HWY 95 | Boulder City | NV | 89005 | Clark | 35.85 | -114.944 | WECC | NEVP | Nevada Power Company |  | 22 | NR | 2 | IPP Non-CHP | N |  | N |  | N |  |  |  |  | Nevada Power Co | 13407 | NV | 230
60536 | Pavant Solar III LLC | 60886 | Pavant Solar III | 1920 W 8900 W | Filmore | UT | 84631 | Millard | 39.1545 | -112.3598 | WECC | PACE | PacifiCorp - East |  | 22 | NR | 2 | IPP Non-CHP | N |  | N |  | N |  |  |  |  | PacifiCorp | 14354 | UT | 46 |  |  | N
60520 | SoCore Energy LLC | 60887 | Sauk DPC Solar | S3757 County Road Q | Wonewoc | WI | 53968 | Vernon | 43.5959 | -90.3226 | MRO |  |  |  | 22 | NR | 2 | IPP Non-CHP | N |  | Y | 17-349-000 | N |  | N |  |  | Vernon Electric Coop | 19813 | WI | 0.48
60520 | SoCore Energy LLC | 60888 | Lafayette DPC Solar | 15280 County Highway CO | Chippewa Falls | WI | 54729 | Chippewa | 44.8878 | -91.3524 | MRO |  |  |  | 22 | NR | 2 | IPP Non-CHP | N |  | Y | 17-350-000 | N |  | N |  |  | Eau Claire Electric Coop | 5632 | WI | 0.48
60520 | SoCore Energy LLC | 60889 | Conrath DPC Solar | W7250 Badger Rd | Conrath | WI | 54731 | Rusk | 45.3661 | -91.0482 | MRO |  |  |  | 22 | NR | 2 | IPP Non-CHP | N |  | Y | 17-347-000 | N |  | N |  |  | Jump River Electric Coop Inc | 9922 | WI | 0.48
60520 | SoCore Energy LLC | 60890 | Warren DPC Solar | 668 140th Street | Roberts | WI | 54023 | St Croix | 44.9596 | -92.5182 | MRO |  |  |  | 22 | NR | 2 | IPP Non-CHP | N |  | Y | 17-354-000 | N |  | N |  |  | St Croix Electric Coop | 17868 | WI
60520 | SoCore Energy LLC | 60891 | Liberty Pole DPC Solar | 56580 Black River Rd | Viroqua | WI | 54665 | Vernon | 43.4941 | -90.9071 | MRO |  |  |  | 22 | NR | 2 | IPP Non-CHP | N |  | Y | 17-364-000 | N |  |  |  |  | Vernon Electric Coop | 19813 | WI | 0.48
60520 | SoCore Energy LLC | 60892 | Downsville DPC Solar | E5494 370th Ave | Menomonee | WI | 54751 | Dunn | 44.8142 | -91.8841 | MRO |  |  |  | 22 | NR | 2 | IPP Non-CHP | N |  | Y | 17-348-000 | N |  | N |  |  | Dunn County Electric Coop | 5417 | WI | 0.48
60520 | SoCore Energy LLC | 60893 | Mt. Hope DPC Solar | 8248 US 18 | Mt. Hope | WI | 53816 | Grant | 42.975 | -90.8318 | MRO |  |  |  | 22 | NR | 2 | IPP Non-CHP | N |  | Y | 17-351-000 | N |  | N |  |  | Scenic Rivers Energy Coop | 16740 | WI
60520 | SoCore Energy LLC | 60894 | Medford DPC Solar | W6378 Center Ave | Medford | WI | 54451 | Taylor | 45.163 | -90.3729 | MRO |  |  |  | 22 | NR | 2 | IPP Non-CHP | N |  | Y | 17-363-000 | N |  | N |  |  | Taylor Electric Coop - (WI) | 18383 | WI | 0.48
60520 | SoCore Energy LLC | 60895 | Whistling Winds DPC Solar | N9000 Wisconsin 80 Trunk | New Lisbon | WI | 53950 | Juneau | 43.9721 | -90.0719 | MRO |  |  |  | 22 | NR | 2 | IPP Non-CHP | N |  | Y | 17-352-000 | N |  | N |  |  | Oakdale Electric Coop | 13936 | WI | 0.48
60526 | Alternative Power Development Northwest, LLC | 60896 | Carter Solar One, LLC | TBD | Twin Falls | ID | 83301 | Twin Falls | 42.206 | -114.646 | WECC | IPCO | Idaho Power Company |  | 22 | NR | 2 | IPP Non-CHP | N |  | N |  | N |  |  |  |  | Idaho Power Co | 9191 | ID | 345
60526 | Alternative Power Development Northwest, LLC | 60897 | Jackpot Solar North, LLC | TBD | Twin Falls | ID | 83301 | Twin Falls | 42.206 | -114.646 | WECC | IPCO | Idaho Power Company |  | 22 | NR | 2 | IPP Non-CHP | N |  | Y | QF-15-605 | N |  |  |  |  | Idaho Power Co | 9191 | ID | 345
60526 | Alternative Power Development Northwest, LLC | 60898 | Jackpot Solar South, LLC | TBD | Twin Falls | ID | 83301 | Twin Falls | 42.206 | -114.646 | WECC | IPCO | Idaho Power Company |  | 22 | NR | 2 | IPP Non-CHP | N |  | Y | QF-15-604 | N |  |  |  |  | Idaho Power Co | 9191 | ID | 345
60526 | Alternative Power Development Northwest, LLC | 60899 | Jackpot Solar East, LLC | TBD | Twin Falls | ID | 83301 | Twin Falls | 42.206 | -114.646 | WECC | IPCO | Idaho Power Company |  | 22 | NR | 2 | IPP Non-CHP | N |  | Y | QF-16-726 | N |  |  |  |  | Idaho Power Co | 9191 | ID | 345
60526 | Alternative Power Development Northwest, LLC | 60900 | Jackpot Solar West, LLC | TBD | Twin Falls | ID | 83301 | Twin Falls | 42.206 | -114.646 | WECC | IPCO | Idaho Power Company |  | 22 | NR | 2 | IPP Non-CHP | N |  | Y | QF-16-727 | N |  |  |  |  | Idaho Power Co | 9191 | ID | 345
60542 | Willow Springs Windfarm, LLC | 60901 | Willow Springs Wind Farm | 343 CR 251 | Weinert | TX | 76388 | Haskell | 33.3454 | -99.6243 | TRE | ERCO | Electric Reliability Council of Texas, Inc. |  | 22 | NR | 2 | IPP Non-CHP | N |  | N |  | Y | EG16-151-000 |  |  |  | Oncor Electric Delivery Company LLC | 44372 | TX | 345
60543 | Dermott Wind, LLC | 60902 | Dermott Wind | 8538 F M 1142 | Snyder | TX | 79549 | Scurry | 32.8638 | -100.9751 | TRE | ERCO | Electric Reliability Council of Texas, Inc. |  | 22 | NR | 2 | IPP Non-CHP | N |  | N |  | Y | EG16-151-000 |  |  |  | Oncor Electric Delivery Company LLC | 44372 | TX | 345
59928 | Footprint Salem Harbor Development LP | 60903 | Salem Harbor Station NGCC | 24 Fort Ave | Salem | MA | 1970 | Essex | 42.5255 | -70.8782 | NPCC |  |  | Salem Harbor, Atlantic Ocean | 22 | NR | 2 | IPP Non-CHP | N |  | N |  | N |  | N |  |  | Massachusetts Electric Co | 11804 | MA | [9 empty] | N | X
60947 | Tesla Inc. | 60904 | Time Warner Cable - Knowles | 6941 Shannon Rd | Bath | NY | 14810 | Steuben | 42.3374 | -77.3753 | NPCC | NYIS | New York Independent System Operator |  | 22 | NR | 2 | IPP Non-CHP | N |  | N |  | N |  | N |  |  | New York State Elec & Gas Corp | 13511 | NY | 1 |  |  | N
60562 | Oliver Wind III, LLC | 60905 | Oliver Wind III, LLC | 3259 County Road 140 | Mandan | ND | 58554 | Morton | 46.9571 | -101.1681 | MRO | MISO | Midcontinent Independent Transmission System Operator, Inc.. |  | 22 | NR | 2 | IPP Non-CHP | N |  | N |  | N |  | N |  |  | Minnkota Power Coop, Inc | 12658 |  | 230 |  |  | N | [5 empty] | X | X
60471 | Mt. Tom Solar, LLC | 60906 | Mt. Tom Solar Project | 200 Northampton Street | Holyoke | MA | 1040 | Hampden | 42.2686 | -72.603 | NPCC |  |  |  | 22 | NR | 2 | IPP Non-CHP | N |  | Y | QF16-196 | N |  | N |  |  | City of Holyoke - (MA) | 8774 | MA | 13.8
60560 | Big Blue Wind Farm, LLC (TX) | 60907 | Big Blue River Wind Farm | TBD | Prairie | IN | 47362 | Henry | 40.0064 | -85.4006 | RFC | PJM | PJM Interconnection, LLC |  | 22 | NR | 2 | IPP Non-CHP | N |  | N |  | N |  |  |  |  | Duke Energy Indiana, LLC | 15470 | IN | 345
60541 | Ameresco Glendale Road Solar PV LLC | 60908 | Northampton Landfill Solar PV | 170 Glendale Road | Northampton | MA | 1063 | Hampshire | 42.2937 | -72.714 | NPCC | ISNE | ISO New England Inc. |  | 22 | NR | 2 | IPP Non-CHP | N |  | Y | 1902-0075 | N |  |  |  |  | Massachusetts Electric Co | 11804 | MA | 13.8 |  |  | N
60166 | Materials Innovation Recycling Authority | 60909 | Hartford Landfill Solar EGF | 180 Leibert Road | Hartford | CT | 6120 | Hartford | 41.7915 | -72.6509 | NPCC | ISNE | ISO New England Inc. |  | 22 | NR | 2 | IPP Non-CHP | N |  | N |  | N |  |  |  |  | Connecticut Light & Power Co | 4176 | CT | 13.8 |  |  | N
60018 | NET Power, LLC | 60910 | NET Power La Porte Station | 11426 West Fairmont Parkway | La Porte | TX | 77507 | Harris | 29.6468 | -95.0541 | TRE | ERCO | Electric Reliability Council of Texas, Inc. |  | 22 | NR | 2 | IPP Non-CHP | N |  | N |  | N |  | N | X |  | CenterPoint Energy | 8901 | TX | 138 |  |  | N | [5 empty] | N | X
60567 | Green Energy Machine, LLC | 60911 | Green Energy Machine | 75247 Jackson Rd | Anita | IA | 50849 | Cass | 41.373 | -94.754 | MRO | MISO | Midcontinent Independent Transmission System Operator, Inc.. |  | 22 | NR | 2 | IPP Non-CHP | N |  | Y | QF16-438-000 | N |  | N |  |  | Farmers Electric Coop, Inc - (IA) | 6112 | IA | 12.47 |  |  | N
60571 | AEP Onsite Partners | 60912 | Cold River Road Solar | 2200 Cold River Road | North Clarendon | VT | 5701 | Rutland | 43.5857 | -72.952 | NPCC | ISNE | ISO New England Inc. |  | 22 | NR | 2 | IPP Non-CHP | N |  | Y | QF17-372 | N |  |  |  |  | Green Mountain Power Corp | 7601 | VT | 12.47 |  |  | N
60571 | AEP Onsite Partners | 60913 | Ohio Northern University Solar Site | 2080 County Rd 50 | Ada | OH | 45810 | Hardin | 40.7596 | -83.8391 | RFC | PJM | PJM Interconnection, LLC |  | 22 | NR | 2 | IPP Non-CHP | N |  | Y | QF17-362 | N |  |  |  |  | Ohio Power Co | 14006 | OH | 12.47 |  |  | N
11208 | Los Angeles Department of Water & Power | 60914 | Westmont 300B | 300 Westmont Dr | San Pedro | CA | 90731 | Los Angeles | 33.7661 | -118.2847 | WECC | LDWP | Los Angeles Department of Water and Power |  | 22 | RE | 1 | Electric Utility | N |  | N |  | N |  | N | X |  | Los Angeles Department of Water & Power | 11208 | CA | 34.5 |  |  | N
58468 | Dominion Renewable Energy | 60915 | Correctional Solar LLC | 5500 Mt. Nebo Road | Barhamsville | VA | 23011 | New Kent | 37.4715 | -76.8569 | SERC | PJM | PJM Interconnection, LLC |  | 22 | NR | 2 | IPP Non-CHP | N |  | N |  | N |  |  |  |  | Virginia Electric & Power Co | 19876 | VA | 34.5 |  |  | N
58468 | Dominion Renewable Energy | 60916 | Sappony Solar LLC | 11498 Sussex Drive | Stoney Creek | VA | 23882 | Sussex | 36.9405 | -77.4178 | SERC | PJM | PJM Interconnection, LLC |  | 22 | NR | 2 | IPP Non-CHP | N |  | N |  | N |  | N |  |  | Virginia Electric & Power Co | 19876 | VA | 34.5
58468 | Dominion Renewable Energy | 60917 | Buckingham Solar LLC | 623 High Rocks Road | Cumberland | VA | 23040 | Buckingham | 37.5029 | -78.3792 | SERC | PJM | PJM Interconnection, LLC |  | 22 | NR | 2 | IPP Non-CHP | N |  | N |  | N |  |  |  |  | Virginia Electric & Power Co | 19876 | VA | 34.5
60572 | AlsoEnergy | 60918 | Verwey-Hanford Dairy Digester #1 | 19765 13th Ave | Hanford | CA | 93230 | Kings | 36.1852 | -119.6815 | WECC | CISO | California Independent System Operator |  | 22 | NR | 2 | IPP Non-CHP | N |  | Y | QF17-209-000 | N |  |  |  |  | Pacific Gas & Electric Co | 14328 | CA | 12 |  |  | N
60573 | Oak Leaf Solar V LLC | 60919 | Shakopee Met Council WTP | 6957 Highway 101 | Shakopee | MN | 55379 | Scott | 44.7966 | -93.437 | MRO | MISO | Midcontinent Independent Transmission System Operator, Inc.. |  | 22 | NR | 2 | IPP Non-CHP | N |  | Y | QF16-92-000 | N |  |  |  |  | Northern States Power Co - Minnesota | 13781 | MN | 13.8 |  |  | N | [5 empty] | N | N
61060 | Cypress Creek Renewables | 60920 | Viper Solar | 5581 McDonald Rd | Rockfish | NC | 28731 | Cumberland | 34.9349 | -78.9622 | SERC |  |  |  | 22 | NR | 2 | IPP Non-CHP | N |  | Y | SP-7007 Sub 0 | N |  |  |  |  | Lumbee River Elec Member Corp | 11291 | NC | 12.47
61060 | Cypress Creek Renewables | 60921 | Scarlet Solar | 3107 NC Highway 903 | La Grange | NC | 28551 | Lenoir | 35.2878 | -77.7951 | SERC |  |  |  | 22 | NR | 2 | IPP Non-CHP | N |  | Y | SP-5772 Sub 0 | N |  |  |  |  | Tri-County Elec Member Corp | 18957 | NC | 12.47
61060 | Cypress Creek Renewables | 60922 | Ruskin Solar | 168 Ruskin Rd | Dudly | NC | 28333 | Wayne | 35.274 | -78.022 | SERC |  |  |  | 22 | NR | 2 | IPP Non-CHP | N |  | Y | SP-7100 Sub 0 | N |  |  |  |  | Tri-County Elec Member Corp | 18957 | NC | 12.47
60571 | AEP Onsite Partners | 60923 | Clyde Solar Array | 749 West McPherson Hwy | Clyde | OH | 43410 | Sandusky | 41.3194 | -82.9843 | RFC |  |  |  | 22 | NR | 2 | IPP Non-CHP | N |  | Y | 16-1069-000 | N |  |  |  |  | Clyde Light & Power | 3824 | OH | 12.47 |  |  | N
14289 | Ozarks Electric Coop Corp - (AR) | 60924 | Ozarks Natural Energy | 2154 Boulder WC 2052 | Spingdale | AR | 72765 | Washington | 36.1643 | -94.0823 | SPP | SWPP | Southwest Power Pool |  | 22 | RE | 1 | Electric Utility | N |  | Y | 16-720-000 | N |  | N | X |  | Ozarks Electric Coop Corp - (AR) | 14289 | AR | 0.28 |  |  | N | [5 empty] | N | X
55937 | Entergy Texas Inc. | 60925 | Montgomery County | 11191 Longstreet Road | Willis | TX | 77318 | Montgomery | 30.4408 | -95.5275 | SERC | MISO | Midcontinent Independent Transmission System Operator, Inc.. | Lake Conroe | 22 | RE | 1 | Electric Utility | N |  | N |  | N |  |  |  |  | Entergy Texas Inc. | 55937 | TX | 230 | 115
11241 | Entergy Louisiana LLC | 60926 | St. Charles Power Station (LA) | 17420 River Road | La Place | LA | 70068 | St Charles | 30.01 | -90.4608 | SERC | MISO | Midcontinent Independent Transmission System Operator, Inc.. | Mississippi River | 22 | RE | 1 | Electric Utility | N |  | N |  | N |  |  |  |  | Entergy Louisiana LLC | 11241 | LA | 230
11241 | Entergy Louisiana LLC | 60927 | Lake Charles Power | 3500 Houston River Road | West Lake | LA | 70669 | Calcasieu | 30.2726 | -93.2991 | SERC | MISO | Midcontinent Independent Transmission System Operator, Inc.. | Sabine River | 22 | RE | 1 | Electric Utility | N |  | N |  | N |  |  |  |  | Entergy Louisiana LLC | 11241 | LA | 138 | 230
13478 | Entergy New Orleans Inc | 60928 | New Orleans Power | 3601 Paris Road | New Orleans | LA | 70129 | Orleans | 30.0081 | -89.9372 | SERC | MISO | Midcontinent Independent Transmission System Operator, Inc.. | Wells | 22 | RE | 1 | Electric Utility | N |  | N |  | N |  |  |  |  | Entergy New Orleans Inc | 13478 | LA | 115
59462 | Heelstone Energy Holdings, LLC | 60929 | Red Oak Solar Farm, LLC | 1776 Red Oak Rd | Nashville | NC | 27856 | Nash | 35.993 | -77.9335 | SERC | DUK | Duke Energy Carolinas |  | 22 | NR | 2 | IPP Non-CHP | N |  | Y | 15-690-001 | N |  | N | X |  | Duke Energy Progress - (NC) | 3046 | NC | 23 |  |  | N | [5 empty] | X | X
60581 | Dublin Solar I, LLC | 60930 | Dublin Solar I | 612 Parker Dairy Rd. | Dublin | GA | 31021 | Laurens | 32.581 | -82.926 | SERC | SOCO | Southern Company Services, Inc. - Trans |  | 22 | NR | 2 | IPP Non-CHP | N |  | Y | 15-522 | N |  |  |  |  | Georgia Power Co | 7140 | GA | 12.47 |  |  | N | [5 empty] | N | N
60578 | CCC Hastings Renewable Energy, LLC | 60931 | CCC Hastings Wind Turbine | 3106 Academic Dr. | Hastings | NE | 68901 | Adams | 40.57 | -98.334 | MRO | SWPP | Southwest Power Pool |  | 22 | NR | 2 | IPP Non-CHP | N |  | Y | QF-16-219-000 | N |  |  |  |  | City of Hastings - (NE) | 8245 | NE | 13.8 |  |  | N
60577 | Creston Ridge Wind, LLC | 60932 | Creston Ridge Wind Farm | 45248 205th Ave | Creston | NE | 68631 | Platte | 41.678 | -97.386 | MRO | SWPP | Southwest Power Pool |  | 22 | NR | 2 | IPP Non-CHP | N |  | Y | QF-15-251-000 | N |  |  |  |  | City of Hastings - (NE) | 8245 | NE | 13.8 |  |  | N
2265 | Bristol-Myers Squibb Co | 60933 | Hopewell Cogeneration NJ | 311 Pennington Rocky Hill Road | Pennington | NJ | 8534 | Mercer | 40.3483 | -74.7715 | RFC |  |  |  | 541 | NR | 5 | Commercial CHP | N |  | N |  | N |  | N |  |  | Public Service Elec & Gas Co | 15477 | NJ | 69 | 69 |  | N | Other - See pipeline notes. |  |  |  |  | N | X
60520 | SoCore Energy LLC | 60934 | Goodhue Solar | 46410 50th Ave | Goodhue | MN | 55946 | Goodhue | 44.2789 | -92.938 | MRO |  |  |  | 22 | NR | 2 | IPP Non-CHP | N |  | N |  | N |  |  |  |  | Northern States Power Co - Minnesota | 13781 | MN | 0.48 |  |  | N
60520 | SoCore Energy LLC | 60935 | GRE Marshan Solar | 17747 Red Wind Blvd | Hastings | MN | 55033 | Dakota | 44.6922 | -92.8169 | MRO |  |  |  | 22 | NR | 2 | IPP Non-CHP | N |  | N |  | N |  |  |  |  | Dakota Electric Association | 25177 | MN | 0.48
60520 | SoCore Energy LLC | 60936 | New Auburn DPC Solar | 24880 WI 40 | New Auburn | WI | 54757 | Chippewa | 45.21 | -91.4353 | MRO |  |  |  | 22 | NR | 2 | IPP Non-CHP | N |  | N |  | N |  |  |  |  | Chippewa Valley Electric Coop | 3498 | WI | 0.48
60587 | Antlia Community Solar | 60937 | Antlia Community Solar | 1637 41st St | Edgerton | MN | 55128 | Pipestone | 43.9065 | -96.1382 | MRO | MISO | Midcontinent Independent Transmission System Operator, Inc.. |  | 22 | NR | 2 | IPP Non-CHP | N |  | N |  | N |  | N |  |  | Northern States Power Co | 13780 | MN | 23.9
60588 | Aries Community Solar | 60938 | Aries Community Solar | 402 Church Street | Claremont | MN | 55924 | Dodge | 44.0449 | -92.9886 | MRO | MISO | Midcontinent Independent Transmission System Operator, Inc.. |  | 22 | NR | 2 | IPP Non-CHP | N |  | N |  | N |  | N |  |  | Northern States Power Co | 13780 | MN | 12.5
60589 | Centaurus Community Solar | 60939 | Centaurus Community Solar | 4085 Hwy 7 SE | Maynard | MN | 56260 | Chippewa | 44.9491 | -95.5113 | MRO | MISO | Midcontinent Independent Transmission System Operator, Inc.. |  | 22 | NR | 2 | IPP Non-CHP | N |  | N |  | N |  | N |  |  | Northern States Power Co - Minnesota | 13781 | MN | 12.5
60590 | Gemini Community Solar | 60940 | Gemini Community Solar | 24299 Olinda Trail | Scandia | MN | 55073 | Washington | 45.3003 | -92.8044 | MRO | MISO | Midcontinent Independent Transmission System Operator, Inc.. |  | 22 | NR | 2 | IPP Non-CHP | N |  | N |  | N |  | N |  |  | Northern States Power Co - Minnesota | 13781 | MN | 12.5
60591 | Mapleton Community Solar | 60941 | Mapleton Community Solar | 12220 590th Avenue | Mapleton | MN | 56065 | Blue Earth | 43.9289 | -93.9561 | MRO | MISO | Midcontinent Independent Transmission System Operator, Inc.. |  | 22 | NR | 2 | IPP Non-CHP | N |  | N |  | N |  | N |  |  | Northern States Power Co - Minnesota | 13781 | MN | 12.5
60592 | Morgan Community Solar | 60942 | Morgan Community Solar | 43781 County Rd 3 | Morgan | MN | 56266 | Redwood | 44.4132 | -94.9076 | MRO | MISO | Midcontinent Independent Transmission System Operator, Inc.. |  | 22 | NR | 2 | IPP Non-CHP | N |  | N |  | N |  | N |  |  | Northern States Power Co - Minnesota | 13781 | MN | 23.9
60593 | Spica Community Solar | 60943 | Spica Community Solar | 13833 195 Ave SE | Lake Lillian | MN | 56253 | Kandiyohi | 44.9361 | -94.8541 | MRO | MISO | Midcontinent Independent Transmission System Operator, Inc.. |  | 22 | NR | 2 | IPP Non-CHP | N |  | N |  | N |  | N |  |  | Northern States Power Co - Minnesota | 13781 | MN | 12.5
60594 | Vega Community Solar | 60944 | Vega Community Solar | 19797 180th Street | Glenwood | MN | 56334 | Pope | 45.3828 | -95.2037 | MRO | MISO | Midcontinent Independent Transmission System Operator, Inc.. |  | 22 | NR | 2 | IPP Non-CHP | N |  | N |  | N |  | N |  |  | Northern States Power Co - Minnesota | 13781 | MN | 12.5
60595 | Spartan PV 1, LLC | 60945 | Spartan PV 1 | 220 Trowbridge Road | East Lansing | MI | 48824 | Ingham | 42.7151 | -84.4824 | RFC |  |  |  | 22 | NR | 2 | IPP Non-CHP | N |  | Y | pending | N |  | N |  |  | 4-County Electric Power Assn | 6641 | MS | 13.8
60596 | Western Grid Development, LLC | 60946 | Santa Paula Energy Storage | 132 N 13th Street | Santa Paula | CA | 93060 | Ventura | 34.3468 | -119.055 | WECC | CISO | California Independent System Operator |  | 22 | NR | 2 | IPP Non-CHP | N |  | N |  | N |  | N |  |  | Southern California Edison Co | 17609 | CA | 16 |  |  | Y | [5 empty] | N | X
60598 | Jacumba Solar, LLC | 60947 | Jacumba Solar Farm | 47311 Old Highway 80 | Jacumba | CA | 91934 | San Diego | 32.6212 | -116.129 | WECC | CISO | California Independent System Operator |  | 22 | NR | 2 | IPP Non-CHP | N |  | N |  | N |  | N |  |  | San Diego Gas &amp; Electric Co | 16609 | CA | 138
60599 | Washington Solar, LLC | 60948 | Washington Solar | TBD | Reidsville | NC | 27320 | Rockingham | 36.272 | -79.7925 | SERC | DUK | Duke Energy Carolinas |  | 22 | NR | 2 | IPP Non-CHP | N |  | Y | QF15-1021 | N |  | N |  |  | Duke Energy Carolinas, LLC | 5416 | NC | 22.86
60600 | Adams Solar, LLC | 60949 | Adams Solar | TBD | Reidsville | NC | 27320 | Rockingham | 36.273 | -79.7925 | SERC | DUK | Duke Energy Carolinas |  | 22 | NR | 2 | IPP Non-CHP | N |  | Y | QF15-858-000 | N |  | N |  |  | Duke Energy Carolinas, LLC | 5416 | NC | 22.86
60604 | Mountain Lion Solar, LLC | 60950 | Mountain Lion Solar | TBD | Green Creek | NC | 27320 | Polk | 35.2122 | -82.0434 | SERC | DUK | Duke Energy Carolinas |  | 22 | NR | 2 | IPP Non-CHP | N |  | Y | QF17-360 | N |  | N |  |  | Duke Energy Carolinas, LLC | 5416 | NC | 22.86
9417 | Interstate Power and Light Co | 60951 | West Dubuque Solar | 15497 Humke Road | Dubuque | IA | 52002 | Dubuque | 42.4918 | -90.7922 | MRO | MISO | Midcontinent Independent Transmission System Operator, Inc.. |  | 22 | RE | 1 | Electric Utility | N |  | N |  | N |  |  | X |  | ITC Midwest LLC | 56161 |  | 13.8 |  |  | N | [5 empty] | X | X
11208 | Los Angeles Department of Water & Power | 60953 | Owens Valley Solar Project 11 | 700 E Fall Road | Olancha | CA | 93549 | Inyo | 36.2751 | -118.0122 | WECC | LDWP | Los Angeles Department of Water and Power |  | 22 | RE | 1 | Electric Utility | N |  | N |  | N |  | N | X |  | Los Angeles Department of Water & Power | 11208 | CA | 34.5 |  |  | N
60520 | SoCore Energy LLC | 60954 | VEC Magee Hill Solar | 952 Magee Hill Road | Hinesburgh | VT | 1260 | Chittenden | 44.3682 | -73.0608 | NPCC | ISNE | ISO New England Inc. |  | 22 | NR | 2 | IPP Non-CHP | N |  | N |  | N |  | N |  |  | Vermont Electric Cooperative, Inc | 19791 | VT | 12.5
60520 | SoCore Energy LLC | 60955 | Strawberry Point DPC Solar | 501 Westwood Avenue | Strawberry Point | IA | 52076 | Clayton | 42.6786 | -91.5452 | MRO | MISO | Midcontinent Independent Transmission System Operator, Inc.. |  | 22 | NR | 2 | IPP Non-CHP | N |  | N |  | N |  | N |  |  | Chippewa Valley Electric Coop | 3498 | WI | 0.48
60520 | SoCore Energy LLC | 60956 | Westar Cities Solar | 3200 S Broadacres Rd | Hutchinson | KS | 67501 | Reno | 38.0194 | -97.9753 | SPP |  |  |  | 22 | NR | 2 | IPP Non-CHP | N |  | N |  | N |  | N |  |  | Westar Energy Inc | 22500 | KS | 12.47
60520 | SoCore Energy LLC | 60957 | Sand Lake DPC Solar | 928 WI 35 | Centuria | WI | 54824 | Polk | 45.4455 | -92.549 | MRO | MISO | Midcontinent Independent Transmission System Operator, Inc.. |  | 22 | NR | 2 | IPP Non-CHP | N |  | N |  | N |  | N |  |  | Chippewa Valley Electric Coop | 3498 | WI | 0.48
60520 | SoCore Energy LLC | 60958 | Nesvold Watertown Solar | 3680 County Rd 10 | Watertown | MN | 55388 | Carver | 44.9371 | -93.8287 | MRO |  |  |  | 22 | NR | 2 | IPP Non-CHP | N |  | N |  | N |  | N |  |  | Northern States Power Co - Minnesota | 13781 | MN | 13.8
58375 | Sterling Municipal Light Department | 60959 | Chocksett Rd Energy Storage Project | 36 Chocksett Road | Sterling | MA | 1564 | Worcester | 42.4518 | -71.7377 | NPCC | ISNE | ISO New England Inc. |  | 22 | RE | 1 | Electric Utility | N |  | N |  | N |  | N | X |  | Town of Sterling - (MA) | 18087 | MA | 13.8 |  |  | Y | [5 empty] | X | X
60396 | Constellation New Energy Inc. | 60960 | Hyperion Treatment Plant CHP Plant | 12000 Vista Del Mar | Playa del Rey | CA | 90293 | Los Angeles | 33.9254 | -118.4298 | WECC | LDWP | Los Angeles Department of Water and Power | Wastewater Effluent | 22 | NR | 2 | IPP Non-CHP | N |  | N |  | N |  | N |  |  | Los Angeles Department of Water & Power | 11208 | CA | 34.5
60597 | Violet Solar, LLC | 60961 | Violet Solar | TBD | Mount Pleasant | NC | 28124 | Cabarrus | 35.4011 | -80.4185 | SERC | DUK | Duke Energy Carolinas |  | 22 | NR | 2 | IPP Non-CHP | N |  | Y | QF15-706-000 | N |  | N |  |  | Duke Energy Carolinas, LLC | 5416 | NC | 12.47
60520 | SoCore Energy LLC | 60962 | Red Maple Solar | 43555 315th Ave | Cleveland | MN | 56082 | Le Sueur | 44.3194 | -93.899 | MRO |  |  |  | 22 | NR | 2 | IPP Non-CHP | N |  | N |  | N |  | N |  |  | Northern States Power Co - Minnesota | 13781 | MN | 0.48
60603 | Eisenhower Solar, LLC | 60963 | Eisenhower Solar | TBD | Castalia | NC | 27816 | Nash | 36.0818 | -78.0657 | SERC | DUK | Duke Energy Carolinas |  | 22 | NR | 2 | IPP Non-CHP | N |  | Y | QF17-375 | N |  | N |  |  | Duke Energy Carolinas, LLC | 5416 | NC
796 | Arizona Electric Pwr Coop Inc | 60964 | Apache Solar 1 | 3800 N HIghway 191 | Cochise | AZ | 85606 | Cochise | 32.0681 | -109.8904 | WECC |  |  |  | 22 | RE | 1 | Electric Utility | N |  | N |  | N |  | N | X |  | Arizona Electric Pwr Coop Inc | 796 |  | 69 |  |  | N | [5 empty] | N
59462 | Heelstone Energy Holdings, LLC | 60965 | Cotten Farm, LLC | 961 Cotten Rd.Sanford | Sanford | NC | 27330 | Lee | 35.5285 | -79.1985 | SERC | CPLE | Progress Energy Carolinas - EAST |  | 22 | NR | 2 | IPP Non-CHP | N |  | Y | 15-279-001 | N |  | N | X |  | Duke Energy Progress - (NC) | 3046 | NC | 23 |  |  | N | [5 empty] | X | X
57081 | WGL Energy Systems, Inc | 60966 | Lind Solar CSG | 11110 Tacoma Ave | Young America | MN | 55397 | Carver | 44.8024 | -93.9087 | MRO | MISO | Midcontinent Independent Transmission System Operator, Inc.. |  | 22 | NR | 2 | IPP Non-CHP | N |  | N |  | N |  | N | X |  | Northern States Power Co - Minnesota | 13781 | MN | 34.5 | 34.5 | 34.5 | N | [5 empty] | N | N
60584 | Onyx Asset Services Group | 60967 | Onyx - Lamphear Road | 6216 Lamphear Road | Rome | NY | 13440 | Oneida | 43.1841 | -75.4767 | NPCC | NYIS | New York Independent System Operator | NA | 22 | NR | 2 | IPP Non-CHP | N |  | Y | 16-1132 | N |  | N |  |  | New York Power Authority | 15296 |  | 13.2 |  |  | N
58468 | Dominion Renewable Energy | 60968 | Scott-II Solar LLC | 4325 Old Buckingham Road | Powhatan | VA | 23139 | Powhatan | 37.5262 | -77.9446 | SERC | PJM | PJM Interconnection, LLC |  | 22 | NR | 2 | IPP Non-CHP | N |  | N |  | N |  | N |  |  | Virginia Electric & Power Co | 19876 | VA | 34.5
60601 | River Otter Solar, LLC | 60969 | River Otter Solar | TBD | Carthage | NC | 28327 | Moore | 35.3407 | -79.3902 | SERC | DUK | Duke Energy Carolinas |  | 22 | NR | 2 | IPP Non-CHP | N |  | Y | QF17-216 | N |  | N |  |  | Duke Energy Carolinas, LLC | 5416 | NC | 12
60602 | Tyler Solar, LLC | 60970 | Tyler Solar | 940 Lewis Street | Oxford | NC | 27565 | Granville | 36.2852 | -78.6096 | SERC | DUK | Duke Energy Carolinas |  | 22 | NR | 2 | IPP Non-CHP | N |  | Y | QF17-387-000 | N |  | N |  |  | Duke Energy Carolinas, LLC | 5416 | NC
60520 | SoCore Energy LLC | 60971 | Michael Solar | 28610 Co. Rd157 | Freeport | MN | 56331 | Stearns | 45.6675 | -94.7083 | MRO |  |  |  | 22 | NR | 2 | IPP Non-CHP | N |  | N |  | N |  | N |  |  | Northern States Power Co - Minnesota | 13781 | MN | 12.5
58135 | Ecos Energy LLC | 60972 | San Jacinto Solar | TBD | Nuevo | CA | 92567 | Riverside | 33.8346 | -117.1309 | WECC | CISO | California Independent System Operator |  | 22 | NR | 2 | IPP Non-CHP | N |  | N |  | N |  | N |  |  | Southern California Edison Co | 17609 | CA | 12 |  |  | N
58135 | Ecos Energy LLC | 60973 | Lake Perris Solar | TBD | Nuevo | CA | 92567 | Riverside | 33.8361 | -117.1297 | WECC | CISO | California Independent System Operator |  | 22 | NR | 2 | IPP Non-CHP | N |  | N |  | N |  | N |  |  | Southern California Edison Co | 17609 | CA | 12 |  |  | N
7294 | City of Glendale - (CA) | 60974 | Glendale Battery Energy Storage System | 6135 San Fernando Road | Glendale | CA | 91201 | Los Angeles | 34.1623 | -118.2837 | WECC | LDWP | Los Angeles Department of Water and Power |  | 22 | RE | 1 | Electric Utility | N |  | N |  | N |  | N | X |  | Los Angeles Department of Water & Power | 11208 | CA | 69 |  |  | Y | [5 empty] | N | X
60619 | Whitney Point Solar, LLC | 60975 | Whitney Point Solar | 24372 South Lake Ave | Five Points | CA | 93624 | Fresno | 36.3769 | -120.1385 | WECC | CISO | California Independent System Operator |  | 22 | NR | 2 | IPP Non-CHP | N |  | N |  | N |  | N |  |  | Pacific Gas &amp; Electric Co | 14328 | CA | 70 |  |  | N
60610 | OSLH, LLC | 60976 | OSLH, LLC | 6235 Erickson Rd | Bend | OR | 97701 | Deschutes | 44.061 | -121.228 | WECC | PACW | PacifiCorp - West | NA | 22 | NR | 2 | IPP Non-CHP | N |  | Y | 15-149-000 | N |  | N |  |  | PacifiCorp | 14354 |  | 12.47 |  |  | N
60520 | SoCore Energy LLC | 60977 | Dakota Solar | 15627 Clayton Ave. E | Dakota | MN | 55068 | Dakota | 44.8235 | -93.0352 | MRO |  |  |  | 22 | NR | 2 | IPP Non-CHP | N |  | N |  | N |  | N |  |  | Northern States Power Co - Minnesota | 13781 | MN | 0.48 |  |  | N
60630 | Solar Star California XLVIII, LLC | 60978 | CSUF State College | Student Union Drive | Fullerton | CA | 92831 | Orange | 33.8791 | -117.8887 | WECC | CISO | California Independent System Operator |  | 22 | NR | 2 | IPP Non-CHP | N |  | N |  | N |  | N |  |  | Southern California Edison Co | 17609 | CA | 12.47 |  |  | N
60630 | Solar Star California XLVIII, LLC | 60979 | CSUF Nutwood Solar | N. State College Blvd | Fullerton | CA | 92831 | Orange | 33.8791 | -117.8887 | WECC | CISO | California Independent System Operator |  | 22 | NR | 2 | IPP Non-CHP | N |  | N |  | N |  | N |  |  | Southern California Edison Co | 17609 | CA | 12.47 |  |  | N
61060 | Cypress Creek Renewables | 60980 | ZV Solar 1 | 40 Milk Dairy Rd | Red Springs | NC | 28377 | Robeson | 34.8 | -79.2 | SERC |  |  |  | 22 | NR | 2 | IPP Non-CHP | N |  | Y | SP-4215 Sub 0 | N |  | N |  |  | Duke Energy Progress - (NC) | 3046 | NC | 23 |  |  | N
60614 | Westside Solar, LLC | 60981 | NextEra Westside PV | 24090 South Lake Ave | Five Points | CA | 93624 | Fresno | 36.3818 | -120.1345 | WECC | CISO | California Independent System Operator |  | 22 | NR | 2 | IPP Non-CHP | N |  | N |  | N |  | N |  |  | Pacific Gas &amp; Electric Co | 14328 | CA | 70 |  |  | N
60616 | Atkinson Farm, LLC | 60982 | Atkinson Farm Solar | 693 Jackson Store Road | Beulaville | NC | 28518 | Duplin | 34.897 | -77.7952 | SERC | CPLE | Progress Energy Carolinas - EAST |  | 22 | NR | 2 | IPP Non-CHP | N |  | Y | QF 15-53-000 | N |  | N |  |  | Duke Energy Progress - (NC) | 3046 | NC | 13.2 |  |  | N
60617 | Buckthorn Wind Project, LLC | 60983 | Buckthorn Wind Project | 9449 County Road 109 | Mingus | TX | 76463 | Erath | 32.3713 | -98.3774 | TRE | ERCO | Electric Reliability Council of Texas, Inc. |  | 22 | NR | 2 | IPP Non-CHP | N |  | N |  | N |  | N |  |  | Brazos Electric Power Coop Inc | 2172 | TX | 138
60618 | Lindberg Field Solar 2, LLC | 60984 | Lindberg Field Solar 2 | 3365 Admiral Boland Way | San Diego | CA | 92101 | San Diego | 32.7294 | -117.2051 | WECC | CISO | California Independent System Operator |  | 22 | NR | 2 | IPP Non-CHP | N |  | Y | QF17-427-000 | N |  | N |  |  | San Diego Gas &amp; Electric Co | 16609 | CA | 12
60620 | Elizabethtown Solar LLC | 60985 | Elizabethtown Solar | 701 Campus Road | Elizabethtown | PA | 17022 | Lancaster | 40.1527 | -76.5814 | RFC | PJM | PJM Interconnection, LLC |  | 22 | NR | 2 | IPP Non-CHP | N |  | N |  | N |  | N |  |  | PPL Electric Utilities Corp | 14715 | PA | 12.47 |  |  | N
57081 | WGL Energy Systems, Inc | 60986 | AIS Solar Project | 25 Tucker Rd. | Leominster | MA | 1453 | Worcester | 42.5019 | -71.7378 | NPCC | ISNE | ISO New England Inc. | NA | 22 | NR | 2 | IPP Non-CHP | N |  | N |  | N |  | N | X |  | Nantucket Electric Co | 13206 | MA | 13.8 |  |  | N | [5 empty] | N | N
49893 | Invenergy Services LLC | 60987 | Santa Rita Wind Energy | TBD | Big Lake | TX | 76932 | Reagan | 31.1814 | -101.3188 | TRE |  |  |  | 22 | NR | 2 | IPP Non-CHP | N |  | N |  | N |  | N |  |  | Lower Colorado River Authority | 11269 | TX | 345 |  |  | N
13402 | Nevada Irrigation District | 60988 | Loma Rica Hydroelectric Powerhouse | 13733 Loma Rica Drive | Grass Valley | CA | 95945 | Nevada | 39.223 | -120.9911 | WECC | CISO | California Independent System Operator | Cascade Canal | 22 | NR | 2 | IPP Non-CHP | N |  | N |  | N |  | N |  |  | Pacific Gas & Electric Co | 14328 | CA | 12 |  |  | N | [5 empty] | N | N
60636 | SolaireHolman 1, LLC | 60989 | SolaireHolman Solar Project | 89287 US Hwy 67 | Alpine | TX | 79830 | Brewster | 30.4551 | -103.4747 | TRE | ERCO | Electric Reliability Council of Texas, Inc. |  | 22 | NR | 2 | IPP Non-CHP | N |  | N |  | N |  | N |  |  | AEP Texas Central Company | 3278 | TX | 69 |  |  | N | [5 empty] | X | X
60612 | Florence Solar W3-080, LLC | 60990 | Florence Solar W3-080, LLC | 1019 Cedar Lane | Florence | NJ | 8016 | Burlington | 40.0956 | -74.7876 | RFC | PJM | PJM Interconnection, LLC |  | 22 | NR | 2 | IPP Non-CHP | N |  | N |  | Y | 16-892-001 | N |  |  | Public Service Elec &amp; Gas Co | 15477 | NJ | 26.4 |  |  | N
60634 | AEM Wind LLC | 60991 | Sterling I Wind Farm | Sterling I Wind Farm | Tatum | NM | 88267 | Lea | 33.3596 | -103.2506 | SPP | SWPP | Southwest Power Pool |  | 22 | NR | 2 | IPP Non-CHP | N |  | Y | 16-1314-000 | N |  | N |  |  | Lea County Electric Coop, Inc | 10817 | IL | 69 |  |  | N
60635 | Northern Cardinal Solar LLC | 60992 | Northern Cardinal Solar | Opposite 2929 Sam Powell Dairy | Ronoake Rapids | NC | 27870 | Halifax | 36.4333 | -77.7197 | SERC |  |  |  | 22 | NR | 2 | IPP Non-CHP | N |  | Y | 15-265-000 | N |  | N |  |  | Virginia Electric &amp; Power Co | 19876 | VA | 34.5
60611 | Darlington Solar, LLC | 60993 | Darlington Solar, LLC | 808 E. Billy Farrow Hwy | Darlington | SC | 29532 | Darlington | 34.32 | -79.917 | SERC | CPLE | Progress Energy Carolinas - EAST |  | 22 | NR | 2 | IPP Non-CHP | N |  | Y | 14-753-000 | N |  | N |  |  | Duke Energy Progress - (NC) | 3046 | SC | 12.47 | 22.86 |  | N
60640 | Brick Standard, LLC | 60994 | French's Landfill PV | 1060 Sally Ike Road | Brick | NJ | 8723 | Ocean | 40.1097 | -74.1302 | RFC | PJM | PJM Interconnection, LLC |  | 421 | NR | 4 | Commercial Non-CHP | N |  | N |  | Y | 15-168-000 | N | X |  | First Electric Coop Corp | 6342 | AR | 34.5 |  |  | N | [5 empty] | N | X
16609 | San Diego Gas & Electric Co | 60995 | Ramona Solar Energy | 1049 Creelman Lane | Ramona | CA | 92065 | San Diego | 33.0185 | -116.8607 | WECC | CISO | California Independent System Operator |  | 22 | RE | 1 | Electric Utility | N |  | N |  | N |  | N | X |  | San Diego Gas & Electric Co | 16609 | CA | 12
60633 | Iron Horse Battery Storage, LLC | 60996 | Iron Horse Battery Storage | 8410 H East Rita Road | Tucson | AZ | 85747 | Pima | 32.0985 | -110.8191 | WECC | TEPC | Tucson Electric Power Company |  | 22 | NR | 2 | IPP Non-CHP | N |  | N |  | N |  | N |  |  | Tucson Electric Power Co | 24211 | AZ | 13.8
58970 | Ecoplexus, Inc | 60997 | Everett PV1 | 1352 N. Main Street | Parmele | NC | 27871 | Martin | 35.8211 | -77.3096 | SERC | PJM | PJM Interconnection, LLC |  | 22 | NR | 2 | IPP Non-CHP | N |  | Y | QF15-609-001 | N |  | N |  |  | Virginia Electric &amp; Power Co | 19876 | NC | 34.5 |  |  | N
58970 | Ecoplexus, Inc | 60998 | Underwood PV2 | 301 Underwood Road | Murfreesboro | NC | 27855 | Hertford | 36.4194 | -77.0495 | SERC | PJM | PJM Interconnection, LLC |  | 22 | NR | 2 | IPP Non-CHP | N |  | Y | QF15-565-000 | N |  | N |  |  | Virginia Electric &amp; Power Co | 19876 | NC | 34.5 |  |  | N
60646 | Reading Wind Energy, LLC | 60999 | Reading Wind Project | TBD | Reading | KS | 66868 | Lyon | 38.475 | -95.9655 | SPP | SWPP | Southwest Power Pool |  | 22 | NR | 2 | IPP Non-CHP | N |  | N |  | N |  | N |  |  | Westar Energy Inc | 22500 |  | 345 |  |  | N | [5 empty] | N | N
55810 | Augusta Canal Authority | 61000 | King Mill | 1701 Goodrich Street | Augusta | GA | 30904 | Richmond | 33.4852 | -81.9912 | SERC | SOCO | Southern Company Services, Inc. - Trans | ` | 313 | NR | 6 | Industrial Non-CHP | N |  | Y | QF06-77-000 | N |  | N | X |  | Georgia Power |  |  | 0.6 | 0.6 |  | N | [5 empty] | N | N
60647 | RES Cactus Flats Wind Energy, LLC | 61001 | Cactus Flats Wind Energy Project | TBD | Eden | TX | 76837 | Concho | 31.1125 | -100.0281 | TRE | ERCO | Electric Reliability Council of Texas, Inc. |  | 22 | NR | 2 | IPP Non-CHP | N |  | N |  | N |  | N |  |  | AEP Texas Central Company | 3278 | TX | 138 |  |  | N | [5 empty] | X | X
60621 | WED Portsmouth One, LLC | 61002 | WED Portsmouth One, LLC | 120 Education Lane | Portsmouth | RI | 2852 | Newport | 41.612 | -71.2493 | NPCC | ISNE | ISO New England Inc. | NA | 22 | NR | 2 | IPP Non-CHP | N |  | Y | 16-1009-000 | N |  | N | X |  | The Narragansett Electric Co | 13214 | RI | 13.8 |  |  | N | [5 empty] | X | X
60643 | Artemis Solar LLC | 61003 | Musgrave East Solar Farm | 2333 Black Rock Road | Aurora | NY | 13026 | Cayuga | 42.7315 | -76.6637 | NPCC | NYIS | New York Independent System Operator |  | 22 | NR | 2 | IPP Non-CHP | N |  | Y | QF17-653-000 | N |  | N |  |  | New York State Elec &amp; Gas Corp | 13511 | NY | 0.48 |  |  | N
60644 | OEE XXIV LLC | 61004 | Whirlpool Corporation - Ottawa Wind Farm | 1 Energy Drive | Ottawa | OH | 45875 | Putnam | 41.0028 | -84.0337 | RFC | PJM | PJM Interconnection, LLC |  | 335 | NR | 6 | Industrial Non-CHP | N |  | Y | 17-390-000 | N |  | N |  |  | Ohio Power Co | 14006 | OH | 12.5
60645 | OEE XXIII LLC | 61005 | Whirlpool Corporation - Marion Wind Farm | 2365 Marion Williamsport Road | Marion | OH | 43302 | Marion | 40.5912 | -83.1785 | RFC | PJM | PJM Interconnection, LLC |  | 335 | NR | 6 | Industrial Non-CHP | N |  | Y | 17-389-000 | N |  | N |  |  | Ohio Edison Co | 13998 | OH | 34.5
60648 | SCDA Solar 1, LLC | 61006 | SCDA Solar 1 | 6640 Aviation Drive | Sacramento | CA | 95837 | Sacramento | 38.6902 | -121.5865 | WECC | CISO | California Independent System Operator |  | 22 | NR | 2 | IPP Non-CHP | N |  | Y | Pending | N |  | N |  |  | Sacramento Municipal Util Dist | 16534 | CA | 12.47
60649 | Redbrook Solar 1, LLC | 61007 | Redbrook Solar 1 | 3, 5, &amp; 9 River Run Way | Plympton | MA | 2360 | Plymouth | 41.8291 | -70.6148 | NPCC | ISNE | ISO New England Inc. |  | 22 | NR | 2 | IPP Non-CHP | N |  |  |  | N |  | N |  |  | NSTAR Electric Company | 54913 | MA | 22.8
60650 | Brook Street Solar 1, LLC | 61008 | Brook Street Solar 1 | 134 Brook Street | Plympton | MA | 2367 | Plymouth | 41.9559 | -70.7861 | NPCC | ISNE | ISO New England Inc. |  | 22 | NR | 2 | IPP Non-CHP | N |  | Y | Pending | N |  | N |  |  | NSTAR Electric Company | 54913 | MA | 23
60651 | Spring Street Solar 1, LLC | 61009 | Spring Street Solar 1 CSG | 0 Spring St | Carver | MA | 2367 | Plymouth | 41.9425 | -70.7664 | NPCC | ISNE | ISO New England Inc. |  | 22 | NR | 2 | IPP Non-CHP | N |  | Y | Pending | N |  | N |  |  | NSTAR Electric Company | 54913 | MA | 23
60655 | Bullock Road Solar 1, LLC | 61010 | Bullock Road Solar 1 | 3 &amp; 5 Saw Mill Road | Freetown | MA | 2717 | Bristol | 41.7289 | -70.9905 | NPCC | ISNE | ISO New England Inc. |  | 22 | NR | 2 | IPP Non-CHP | N |  | Y | Pending | N |  | N |  |  | NSTAR Electric Company | 54913 | MA | 13.2
60656 | Chestnut Solar LLC | 61011 | Chestnut Solar | TBD | Enfield | NC | 27823 | Halifax | 36.18 | -77.712 | SERC | PJM | PJM Interconnection, LLC |  | 22 | NR | 2 | IPP Non-CHP | N |  | Y | QF15-664-000 | N |  | N |  |  | Virginia Electric &amp; Power Co | 19876 | VA | 115
54842 | WM Renewable Energy LLC | 61012 | Mill Seat Renewable Energy Facility | 310 Brew Road | Bergen | NY | 14416 | Genesee | 43.0637 | -77.9329 | NPCC | NYIS | New York Independent System Operator |  | 22 | NR | 2 | IPP Non-CHP | N |  | N |  | Y | 07-259-000 &amp; 07-259-001 | N | X |  | Niagara Mohawk Power Corp. | 13573 | NY | 34.5 |  |  | N | [5 empty] | X | X
58661 | Sustainable Power Group, LLC | 61013 | Marin Clean Energy Solar One | 835 Castro Street | Richmond | CA | 94801 | Contra Costa | 37.9453 | -122.3772 | WECC | CISO | California Independent System Operator | NA | 22 | NR | 2 | IPP Non-CHP | N |  | N |  | N |  | N | X |  | Pacific Gas &amp; Electric Co | 14328 | CA | 12.47 |  |  | N | [5 empty] | N | X
60643 | Artemis Solar LLC | 61015 | Musgrave West Solar Farm | 2333 Black Rock Road | Aurora | NY | 13026 | Cayuga | 42.7315 | -76.6637 | NPCC | NYIS | New York Independent System Operator |  | 22 | NR | 2 | IPP Non-CHP | N |  | Y | QF17-653-000 | N |  | N |  |  | New York State Elec &amp; Gas Corp | 13511 | NY | 0.48 |  |  | N | [5 empty] | N
60652 | Stafford St Solar 1, LLC | 61016 | Stafford St Solar 1 | 466 Stafford St | Leicester | MA | 1611 | Worcester | 42.224 | -71.8706 | NPCC | ISNE | ISO New England Inc. |  | 22 | NR | 2 | IPP Non-CHP | N |  | Y | Pending | N |  | N |  |  | Massachusetts Electric Co | 11804 | MA | 13.8
60653 | Stafford St Solar 2, LLC | 61017 | Stafford St Solar 2 | 466 Stafford St | Leicester | MA | 1611 | Worcester | 42.224 | -71.8706 | NPCC | ISNE | ISO New England Inc. |  | 22 | NR | 2 | IPP Non-CHP | N |  | Y | Pending | N |  | N |  |  | Massachusetts Electric Co | 11804 | MA | 13.8
60654 | Stafford St Solar 3, LLC | 61018 | Stafford St Solar 3 | 466 Stafford St | Leicester | MA | 1611 | Worcester | 42.224 | -71.8706 | NPCC | ISNE | ISO New England Inc. |  | 22 | NR | 2 | IPP Non-CHP | N |  | Y | pending | N |  | N |  |  | Massachusetts Electric Co | 11804 | MA | 13.8
59462 | Heelstone Energy Holdings, LLC | 61019 | Siler 421 Farm, LLC | 139 Pondarosa Road | Siler City | NC | 27344 | Chatham | 35.7474 | -79.4497 | SERC |  |  |  | 22 | NR | 2 | IPP Non-CHP | N |  | Y | 15-177-001 | N |  | N | X |  | Duke Energy Progress - (NC) | 3046 | NC | 23 |  |  | N | [5 empty] | X | X
6452 | Florida Power & Light Co | 61020 | Indian River Solar Center | 1750 122nd Ave SW | Vero Beach | FL | 32968 | Indian River | 27.5733 | -80.5782 | FRCC | FPL | Florida Power &amp; Light Company |  | 22 | RE | 1 | Electric Utility | N |  | N |  | N |  | N | X |  | Florida Power &amp; Light Co | 6452 | FL | 230 |  |  | N
6452 | Florida Power & Light Co | 61021 | Horizon Solar Energy Center | 285 Price Rd | Hawthorne | FL | 32140 | Putnam | 29.6656 | -82.0583 | FRCC | FPL | Florida Power &amp; Light Company |  | 22 | RE | 1 | Electric Utility | N |  | N |  | N |  | N | X |  | Florida Power &amp; Light Co | 6452 | FL | 230 |  |  | N
6452 | Florida Power & Light Co | 61022 | Coral Farms Solar Energy Center | 823 Coral Farms Rd (PV site) & | Florahome | FL | 32140 | Putnam | 29.7569 | -81.8972 | FRCC | FPL | Florida Power &amp; Light Company |  | 22 | RE | 1 | Electric Utility | N |  | N |  | N |  | N | X |  | Florida Power &amp; Light Co | 6452 | FL | 230 |  |  | N
19876 | Virginia Electric & Power Co | 61023 | Hollyfield | 521 Hollyfield Lane | Manquin | VA | 23106 | King William | 37.672 | -77.1704 | SERC | PJM | PJM Interconnection, LLC |  | 22 | RE | 1 | Electric Utility | N |  | N |  | N |  | N | X |  | Virginia Electric &amp; Power Co | 19876 | VA | 34.5
6452 | Florida Power & Light Co | 61024 | Hammock Solar | 7000 Sears Road | Labelle | FL | 33935 | Hendry | 26.6926 | -81.325 | FRCC | FPL | Florida Power &amp; Light Company |  | 22 | RE | 1 | Electric Utility | N |  | N |  | N |  | N | X |  | Florida Power &amp; Light Co | 6452 | FL | 230
60675 | Montefiore-Westchester Square | 61025 | Montefiore - Westchester Square | 2475 St. Raymond Avenue | Bronx | NY | 10461 | Bronx | 40.8406 | -73.8484 | NPCC | NYIS | New York Independent System Operator |  | 622 | NR | 4 | Commercial Non-CHP | N |  | N |  | N |  | N |  |  | Consolidated Edison Co-NY Inc | 4226 | NY | 0.21 |  |  | N | [5 empty] | N | X
60676 | New York Presbyterian Hospital | 61026 | New York Presbyterian Hospital-168th St | 622 W 168TH ST | New York | NY | 10032 | New York | 40.8409 | -73.9414 | NPCC | NYIS | New York Independent System Operator |  | 622 | NR | 4 | Commercial Non-CHP | N |  | N |  | N |  | N |  |  | Consolidated Edison Co-NY Inc | 4226 | NY | 4.16 |  |  | N | [5 empty] | N
60658 | Pacific Ethanol Stockton | 61027 | Pacific Ethanol Stockton Cogen Plant | 3028 Navy Drive | Stockton | CA | 95206 | San Joaquin | 37.9418 | -121.3383 | WECC |  |  | Cal Water | 325193 | NR | 6 | Industrial Non-CHP | N |  | N |  | N |  | N |  |  | Pacific Gas &amp; Electric Co | 14328 | CA | 69 |  |  | N | PACIFIC GAS |  |  |  |  | N | X
60659 | Hickory Run Energy, LLC | 61028 | Hickory Run Energy Station | TBD | North Beaver Township | PA | 16102 | Lawrence | 40.9944 | -80.43 | RFC | PJM | PJM Interconnection, LLC |  | 22 | NR | 2 | IPP Non-CHP | N |  | N |  | N |  | N |  |  | American Transmission Systems Inc | 56162 | PA | 345
6452 | Florida Power & Light Co | 61029 | Blue Cypress Solar Energy Center | 9799 4th Street | Vero Beach | FL | 32966 | Indian River | 27.6095 | -80.5372 | FRCC | FPL | Florida Power &amp; Light Company |  | 22 | RE | 1 | Electric Utility | N |  | N |  | N |  | N | X |  | Florida Power &amp; Light Co | 6452 | FL | 230
60669 | Laertes Solar LLC | 61030 | Harford Solar Farm | 644 Daisy Hollow Rd | Harford | NY | 13053 | Tompkins | 42.448 | -76.245 | NPCC | NYIS | New York Independent System Operator |  | 22 | NR | 2 | IPP Non-CHP | N |  | Y | QF17-653-000 | N |  | N |  |  | New York State Elec &amp; Gas Corp | 13511 | NY | 0.48 |  |  | N
60670 | Floyd Road Solar Farm, LLC | 61031 | Floyd Road Solar Farm | 4361 NC 46 HW | Gaston | NC | 29053 | Northampton | 36.5059 | -77.6775 | SERC | PJM | PJM Interconnection, LLC | NA | 22 | NR | 2 | IPP Non-CHP | N |  | Y | 15-278-000 | N |  |  |  |  | Virginia Electric & Power Co | 19876 | NC | 12.8
60668 | Heart of Texas Wind, LLC | 61032 | Heart of Texas Wind Project | TBD | Brady | TX | 76825 | McCulloch | 31.2422 | -99.4213 | TRE | ERCO | Electric Reliability Council of Texas, Inc. | NA | 22 | NR | 2 | IPP Non-CHP | N |  | N |  | N |  | N |  |  | Lower Colorado River Authority | 11269 | TX | 345 |  |  | N | [5 empty] | X | X
60667 | Aksamit Energy Development | 61033 | Monument Road | TBD | Belvidere | NE | 68315 | Thayer | 40.2341 | -97.5203 | SPP | SWPP | Southwest Power Pool |  | 22 | NR | 2 | IPP Non-CHP | N |  | N |  | N |  | N |  |  | Nebraska Public Power District | 13337 | NE | 115
60672 | Birdsboro Power LLC | 61035 | Birdsboro Power | 1 Armorcast Rd | Birdsboro | PA | 19508 | Berks | 40.2685 | -75.7997 | RFC | PJM | PJM Interconnection, LLC |  | 22 | NR | 2 | IPP Non-CHP | N |  | N |  | N |  | N |  |  | Metropolitan Edison Co | 12390 | PA | 230
58135 | Ecos Energy LLC | 61037 | Apple Hill Solar | 1035 Willow Road | Bennington | VT | 92567 | Bennington | 42.9077 | -73.2041 | NPCC | ISNE | ISO New England Inc. |  | 22 | NR | 2 | IPP Non-CHP | N |  | Y | QF13-436 | N |  | N |  |  | Green Mountain Power Corp | 7601 | VT | 12.47 |  |  | N
58135 | Ecos Energy LLC | 61038 | Weybridge 1 Solar | TBD | Weybridge | VT | 5733 | Addison | 44.074 | -73.2293 | NPCC | ISNE | ISO New England Inc. |  | 22 | NR | 2 | IPP Non-CHP | N |  | Y | QF16-1210 | N |  | N |  |  | Green Mountain Power Corp | 7601 | VT | 12.47 |  |  | N
15399 | Avangrid Renewables LLC | 61039 | Deerfield Wind LLC | TBD | Readsboro | VT | 5350 | Bennington | 42.8772 | -72.9937 | NPCC |  |  |  | 22 | NR | 2 | IPP Non-CHP | N |  | Y | QF-06-307 | N |  | N |  |  | Green Mountain Power Corp | 7601 | VT | 69 |  |  | N
15399 | Avangrid Renewables LLC | 61040 | Twin Buttes II Wind | TBD | Lamar | CO | 81052 | Prowers | 37.773 | -102.546 | WECC |  |  |  | 22 | NR | 2 | IPP Non-CHP | N |  | N |  | N |  | N |  |  | Great River Energy | 7570 |  | 69 |  |  | N
15399 | Avangrid Renewables LLC | 61041 | Roaring Brook, LLC | TBD | Town of Martinsburg | NY | 13404 | Lewis | 43.7096 | -75.6162 | NPCC | NYIS | New York Independent System Operator |  | 22 | NR | 2 | IPP Non-CHP | N |  | N |  | N |  | N |  |  | New York State Elec & Gas Corp | 13511 | NY | 115
60571 | AEP Onsite Partners | 61042 | Canandaigua Westbrook Solar Array | 2970 County Road 10 | Canandaigua | NY | 14424 | Ontario | 42.8691 | -77.2845 | NPCC |  |  |  | 22 | NR | 2 | IPP Non-CHP | N |  | Y | QF17-539 | N |  | N |  |  | New York State Elec &amp; Gas Corp | 13511 | NY | 12.47 |  |  | N
60571 | AEP Onsite Partners | 61043 | Canandaigua Solar Array | 4620 CR 46 | Canandaigua | NY | 14424 | Ontario | 42.8689 | -77.2846 | NPCC |  |  |  | 22 | NR | 2 | IPP Non-CHP | N |  | Y | QF17-331 | N |  | N |  |  | New York State Elec &amp; Gas Corp | 13511 | NY | 12.47 |  |  | N
15399 | Avangrid Renewables LLC | 61044 | La Joya NM | TBD | Torrance | NM | 87009 | Torrance | 34.81 | -105.74 | WECC |  |  |  | 22 | NR | 2 | IPP Non-CHP | N |  | N |  | N |  | N |  |  | Public Service Co of NM | 15473 | NM | 69 |  |  | N
15399 | Avangrid Renewables LLC | 61045 | Lund Hill | TBD | Klickitat | WA | 98620 | Klickitat | 45.888 | -120.355 | WECC |  |  |  | 22 | NR | 2 | IPP Non-CHP | N |  | N |  | N |  | N |  |  | Bonneville Power Administration | 1738 | WA
15399 | Avangrid Renewables LLC | 61046 | Tatanka Ridge | TBD | Deuel | SD | 57226 | Deuel | 44.592 | -96.576 | MRO |  |  |  | 22 | NR | 2 | IPP Non-CHP | N |  | N |  | N |  | N |  |  | Dakota Energy Coop Inc | 4720 | SD | 115
15399 | Avangrid Renewables LLC | 61047 | Coyote Ridge | TBD | Brookings | SD | 57006 | Brookings | 44.45 | -96.55 | MRO |  |  |  | 22 | NR | 2 | IPP Non-CHP | N |  | N |  | N |  | N |  |  | Dakota Electric Association | 25177 | MN | 115 |  |  | N
15399 | Avangrid Renewables LLC | 61048 | Gala Solar | TBD | Crook | OR | 97751 | Crook | 44.1843 | -120.918 | WECC |  |  |  | 22 | NR | 2 | IPP Non-CHP | N |  | N |  | N |  | N |  |  | Bonneville Power Administration | 1738 | OR
56615 | First Solar Project Development | 61049 | Morada del Sol, LLC | 3135 N US Highway 385 | McCamey | TX | 79752 | Upton | 31.1465 | -102.2684 | TRE | ERCO | Electric Reliability Council of Texas, Inc. | Wells | 22 | NR | 2 | IPP Non-CHP | N |  | N |  | N |  | N | X |  | City of Garland - (TX) | 6958 | TX | 345 |  |  | N | [5 empty] | N | X
6452 | Florida Power & Light Co | 61050 | Wildflower Solar Energy Center | 4051 NE Karson Street | Acardia | FL | 34266 | Desoto | 27.3162 | -81.7839 | FRCC | FPL | Florida Power &amp; Light Company |  | 22 | RE | 1 | Electric Utility | N |  | N |  | N |  | N | X |  | Florida Power &amp; Light Co | 6452 | FL | 230
6452 | Florida Power & Light Co | 61051 | Barefoot Bay Solar Energy Center | 8840 Fleming Grant Road | Sebastian | FL | 32976 | Brevard | 27.8658 | -80.5211 | FRCC | FPL | Florida Power &amp; Light Company |  | 22 | RE | 1 | Electric Utility | N |  | N |  | N |  | N | X |  | Florida Power &amp; Light Co | 6452 | FL | 230
6452 | Florida Power & Light Co | 61052 | Loggerhead Solar Energy Center | 14195 Rageline Rd | Port St. Lucie | FL | 32966 | St Lucie | 27.2378 | -80.5414 | FRCC | FPL | Florida Power &amp; Light Company |  | 22 | RE | 1 | Electric Utility | N |  | N |  | N |  | N | X |  | Florida Power &amp; Light Co | 6452 | FL | 230
9234 | Indiana Municipal Power Agency | 61053 | Greenfield Solar Park | 531 N. Windswept Road. | Greenfield | IN | 46140 | Hancock | 39.7938 | -85.8165 | RFC | PJM | PJM Interconnection, LLC |  | 22 | RE | 1 | Electric Utility | N |  | N |  | N |  | N | X |  | City of Greenfield - (IN) | 7627 | IN | 12.47 |  |  | N | [5 empty] | N | X
9234 | Indiana Municipal Power Agency | 61054 | IMPA Anderson Solar Park 2 | 2202 North Madison Ave | Anderson | IN | 46011 | Madison | 40.1383 | -85.6909 | RFC | PJM | PJM Interconnection, LLC |  | 22 | RE | 1 | Electric Utility | N |  | N |  | N |  | N | X |  | City of Anderson - (IN) | 636 | IN | 13.2 | [8 empty] | N | X
60370 | DG AMP Solar, LLC | 61055 | DG AMP Solar Front Royal | 1101 Manassas Ave | Front Royal | VA | 22360 | Warren | 38.929 | -78.18 | RFC | PJM | PJM Interconnection, LLC |  | 22 | NR | 2 | IPP Non-CHP | N |  | N |  | N |  | N |  |  | Virginia Electric & Power Co | 19876 | VA | 13.2 |  |  | N
58190 | Bluestem LLC | 61056 | Seward Wind Farm | TBD | Seward | NE | 68434 | Seward | 40.895 | -97.1951 | MRO | SWPP | Southwest Power Pool | NA | 22 | NR | 2 | IPP Non-CHP | N |  | Y | QF17-472-000 | N |  | N | X |  | City of Seward (NE) |  | NE | 7.2 |  |  | N
58190 | Bluestem LLC | 61057 | West Liberty Wind Farm | TBD | West Liberty | IA | 52776 | Cedar | 41.624 | -91.261 | MRO | MISO | Midcontinent Independent Transmission System Operator, Inc.. | NA | 22 | NR | 2 | IPP Non-CHP | N |  | Y | QF16-1250-000 | N |  | N | X |  | City of West Liberty - (IA) | 20380 | IA | 7.2 |  |  | N
60901 | ETCAP NES CS MN 12 LLC | 61058 | Kramer Solar | 121 3rd Street NE | Hector | MN | 55342 | Renville | 44.747 | -94.7057 | MRO | MISO | Midcontinent Independent Transmission System Operator, Inc.. | NA | 22 | NR | 2 | IPP Non-CHP | N |  | N |  | N |  | N |  |  | Northern States Power Co - Minnesota | 13781 | MN | 4.16 |  |  | N
60685 | Novel Energy Solutions | 61059 | Novel OYA of Osakis | 4189 Hwy 27 SE | Osakis | MN | 56360 | Douglas | 45.85 | -95.15 | MRO | MISO | Midcontinent Independent Transmission System Operator, Inc.. | NA | 22 | NR | 2 | IPP Non-CHP | N |  | N |  | N |  | N |  |  | Northern States Power Co - Minnesota | 13781 | MN | 13.8
60685 | Novel Energy Solutions | 61060 | Novel - OYA of Mapleton | 211 Maple Street | Mapleton | MN | 56055 | Blue Earth | 43.93 | -93.96 | MRO | MISO | Midcontinent Independent Transmission System Operator, Inc.. | NA | 22 | NR | 2 | IPP Non-CHP | N |  | N |  | N |  | N |  |  | Northern States Power Co - Minnesota | 13781 | MN | 23.9
60687 | Alpine Pacific Utilities Hydro | 61061 | Fresno Dam Site Water Power Project | TBD | Havre | MT | 59501 | Hill | 48.601 | -109.943 | WECC | WACM | Western Area Power Administration - Rocky Mountain Region | Fresno Reservoir | 22 | NR | 2 | IPP Non-CHP | N |  | N |  | N |  | N |  |  | NorthWestern Corporation | 12825 | MT | 69
60690 | Foundation CA Fund VIII Manager, LLC | 61066 | Foundation CDCR LAC | 44750 60th Street | Lancaster | CA | 93536 | Los Angeles | 34.691 | -118.221 | WECC | CISO | California Independent System Operator |  | 22 | NR | 2 | IPP Non-CHP | N |  | Y | QF17-805-000 | N |  | N |  |  | Southern California Edison Co | 17609 | CA | 12 |  |  | N | [5 empty] | N | X
60690 | Foundation CA Fund VIII Manager, LLC | 61067 | Foundation Scheid Vineyards | 1972 Hobson Avenue | Greenfield | CA | 93927 | Monterey | 36.2745 | -121.1916 | WECC | CISO | California Independent System Operator |  | 22 | NR | 2 | IPP Non-CHP | N |  | Y | QF17-804-000 | N |  | N |  |  | Pacific Gas &amp; Electric Co | 14328 | CA | 21 |  |  | N | [5 empty] | N | X
60691 | AES LAWAI SOLAR, LLC | 61068 | AES LAWAI SOLAR | 4425 Lawai Rd. | Lawai | HI | 96756 | Kauai | 21.9082 | -159.492 |  |  |  |  | 22 | NR | 2 | IPP Non-CHP | N |  | N |  | N |  | N | X |  | Kauai Island Utility Cooperative | 10071 | HI | 57
60692 | Ameresco BWC Wading River LLC | 61069 | BWC Wading River One, Two, Three | 128 Providence Street | Mendon | MA | 1756 | Worcester | 42.0853 | -71.5267 | NPCC | ISNE | ISO New England Inc. |  | 22 | NR | 2 | IPP Non-CHP | N |  | Y | 1902-0075 | N |  | N |  |  | Massachusetts Electric Co | 11804 | MA | 13.8
60693 | Saratoga Wind Energy LLC | 61070 | Saratoga Wind Farm | TBD | Lime Springs | IA | 52155 | Howard | 43.4489 | -92.2807 | MRO | MISO | Midcontinent Independent Transmission System Operator, Inc.. |  | 22 | NR | 2 | IPP Non-CHP | N |  | N |  | N |  | N |  |  | Southern Minnesota Mun P Agny | 40580 | IA | 161 |  |  | N
60694 | Washburn Wind Energy LLC | 61071 | Washburn Wind Farm | TBD | Waterloo | IA | 50701 | Black Hawk | 42.3562 | -92.3878 | MRO | MISO | Midcontinent Independent Transmission System Operator, Inc.. | NA | 22 | NR | 2 | IPP Non-CHP | N |  | N |  | N |  | N |  |  | MidAmerican Energy Co | 12341 | IA | 161 |  |  | N
60695 | Lemond Solar Center LLC | 61072 | Lemond Solar | 4190 SW 8th Street | Owatonna | MN | 55060 | Steele | 44.081 | -93.2859 | MRO | MISO | Midcontinent Independent Transmission System Operator, Inc.. |  | 22 | NR | 2 | IPP Non-CHP | N |  | Y | 16-824-000 | N |  | N |  |  | Southern Minnesota Mun P Agny | 40580 | MN | 12.47
56990 | NJR Clean Energy Ventures Corporation | 61073 | Pemberton Road I | 139 N Pemberton Road | Pemberton | NJ | 8068 | Burlington | 39.9818 | -74.6974 | RFC |  |  |  | 22 | NR | 2 | IPP Non-CHP | N |  | N |  | N |  | N |  |  | Jersey Central Power &amp; Lt Co | 9726 | NJ | 34.5 |  |  | N | [5 empty] | N | X
56990 | NJR Clean Energy Ventures Corporation | 61074 | Pemberton Road II | 139 N Pemberton Road | Pemberton | NJ | 8068 | Burlington | 39.9799 | -74.7019 | RFC |  |  |  | 22 | NR | 2 | IPP Non-CHP | N |  | N |  | N |  | N |  |  | Jersey Central Power &amp; Lt Co | 9726 | NJ | 34.5 |  |  | N | [5 empty] | N | X
40575 | Utah Associated Mun Power Sys | 61075 | UAMPS Carbon Free Power Plant | TBD | Idaho Falls | ID | 83402 | Bonneville | 43.5196 | -112.0462 | WECC | PACE | PacifiCorp - East | UNK | 22 | RE | 1 | Electric Utility | N |  | N |  | N |  | N | X |  | PacifiCorp | 14354 | ID | 230 | 345
17043 | City of Shelby - (OH) | 61076 | City of Shelby Electric Distribution | 73 West State St | Shelby | OH | 44875 | Richland | 40.8961 | -82.6656 | RFC | PJM | PJM Interconnection, LLC | NA | 22 | RE | 1 | Electric Utility | N |  | N |  | N |  | N | X |  | City of Shelby - (OH) | 17043 | OH | 12.5 |  |  | N | [5 empty] | N
12341 | MidAmerican Energy Co | 61077 | Orient Wind Farm | TBD | Orient | IA | 50858 | Adair | 41.2024 | -94.4172 | MRO | MISO | Midcontinent Independent Transmission System Operator, Inc.. | NA | 22 | RE | 1 | Electric Utility | N |  | N |  | N |  | N | X |  | MidAmerican Energy Co | 12341 | IA | 345 |  |  | N
12341 | MidAmerican Energy Co | 61078 | Plum Creek Wind | TBD | Algona | IA | 50517 | Kossuth | 43.169 | -94.0616 | MRO | MISO | Midcontinent Independent Transmission System Operator, Inc.. |  | 22 | RE | 1 | Electric Utility | N |  | N |  | N |  | N | X |  | MidAmerican Energy Co | 12341 | IA | 345 |  |  | N
12341 | MidAmerican Energy Co | 61079 | Beaver Creek Wind | TBD | Ogden | IA | 50036 | Boone | 42.107 | -94.1646 | MRO | MISO | Midcontinent Independent Transmission System Operator, Inc.. |  | 22 | RE | 1 | Electric Utility | N |  | N |  | N |  | N | X |  | MidAmerican Energy Co | 12341 | IA | 345 |  |  | N
18445 | City of Tallahassee - (FL) | 61080 | Sub 12 | 1810 Medical Drive | Tallahassee | FL | 32308 | Leon | 30.4598 | -84.26 | FRCC | TAL | City of Tallahassee | NA | 22 | RE | 1 | Electric Utility | N |  | N |  | N |  | N | X |  | City of Tallahassee - (FL) | 18445 | FL | 115 |  |  |  | TALLAHASSEE MUNICIPAL GAS SYSTEM |  |  |  |  | N | N
60947 | Tesla Inc. | 61081 | Lancaster SCE ReMAT | 48205 60th St E | Lancaster | CA | 93535 | Los Angeles | 34.7603 | -118.0246 | WECC | CISO | California Independent System Operator |  | 22 | NR | 2 | IPP Non-CHP | N |  | N |  | N |  | N |  |  | Southern California Edison Co | 17609 | CA | 1 |  |  | N
59050 | Algonquin Power Co | 61084 | Luning Energy | Mile Marker 2.5 | Luning | NV | 89420 | Mineral | 38.5469 | -118.1916 | WECC | NEVP | Nevada Power Company |  | 22 | NR | 2 | IPP Non-CHP | N |  | N |  | N |  | N |  |  | Sierra Pacific Power Co | 17166 | NV | 120 |  |  | N
60699 | Stone Solar, LLC | 61085 | Stone Solar | 2452 Lovette Road | Lumberton | NC | 28358 | Robeson | 34.5831 | -79.0318 | SERC | CPLE | Progress Energy Carolinas - EAST |  | 22 | NR | 2 | IPP Non-CHP | N |  | Y | QF 15-290 | N |  | N |  |  | Duke Energy Progress - (NC) | 3046 | NC | 23 |  |  | N
60700 | Tripple State Farm, LLC | 61086 | Tripple State Farm | 390 Knox Farm Road | Statesville | NC | 28677 | Iredell | 35.735 | -80.7749 | SERC | DUK | Duke Energy Carolinas |  | 22 | NR | 2 | IPP Non-CHP | N |  | Y | QF 14-445 | N |  | N |  |  | Duke Energy Carolinas, LLC | 5416 | NC | 23.9 |  |  | N
60701 | Wadesboro Farm 1, LLC | 61087 | Wadesboro Farm 1 | 220 Carver Street | Wadesboro | NC | 28170 | Anson | 34.9911 | -80.0973 | SERC | CPLE | Progress Energy Carolinas - EAST |  | 22 | NR | 2 | IPP Non-CHP | N |  | Y | QF 13-239 | N |  | N |  |  | Duke Energy Progress - (NC) | 3046 | NC | 24 |  |  | N
60702 | Delco Farm, LLC | 61088 | Delco Farm | 2084 State Road 1878 | Riegelwood | NC | 28456 | Columbus | 34.319 | -78.2091 | SERC | CPLE | Progress Energy Carolinas - EAST |  | 22 | NR | 2 | IPP Non-CHP | N |  | Y | QF 15-57-000 | N |  | N |  |  | Duke Energy Progress - (NC) | 3046 | NC | 24 |  |  | N
60703 | Fisher Solar Farm, LLC | 61089 | Fisher Solar Farm - NC | 20196 Hatley Road | Oakboro | NC | 28129 | Stanly | 35.2413 | -80.0346 | SERC | DUK | Duke Energy Carolinas |  | 22 | NR | 2 | IPP Non-CHP | N |  | Y | QF 13-10 | N |  | N |  |  | Duke Energy Carolinas, LLC | 5416 | NC | 12.47 |  |  | N
60704 | Kinston Davis Farm, LLC | 61090 | Kinston Davis Farm | 117 Hwy 11 South | Kinston | NC | 28504 | Lenoir | 35.2184 | -77.6426 | SERC | CPLE | Progress Energy Carolinas - EAST |  | 22 | NR | 2 | IPP Non-CHP | N |  | Y | QF 14-516 | N |  | N |  |  | Duke Energy Progress - (NC) | 3046 | NC | 24 |  |  | N
60705 | Laurinburg Farm, LLC | 61091 | Laurinburg Farm | 1428 Stewartsville Road | Laurinburg | NC | 28352 | Scotland | 34.7644 | -79.443 | SERC |  |  |  | 22 | NR | 2 | IPP Non-CHP | N |  | Y | QF 13-367-001 | N |  | N |  |  | Duke Energy Carolinas, LLC | 5416 | NC | 24.94 |  |  | N
58822 | MC Power Companies Inc | 61092 | Independence Solar Farm | 24451 E Bundschu Rd | Independence | MO | 64056 | Jackson | 39.1171 | -94.2882 | SPP |  |  |  | 22 | NR | 2 | IPP Non-CHP | N |  | Y | QF17-474-000 | N |  | N |  |  | City of Independence - (MO) | 9231 | MO | 13.2
60706 | Mills Anson Farm, LLC | 61093 | Mills Anson Farm | 599 Clark Mountain Road | Lilesville | NC | 28091 | Anson | 34.9681 | -79.9358 | SERC | CPLE | Progress Energy Carolinas - EAST |  | 22 | NR | 2 | IPP Non-CHP | N |  | Y | QF 14-441 | N |  | N |  |  | Duke Energy Progress - (NC) | 3046 | NC | 23 |  |  | N
60707 | Old Wire Farm, LLC | 61094 | Old Wire Farm | 18641 Fieldcrest Road | Laurel Hill | NC | 28351 | Scotland | 34.8178 | -79.5139 | SERC | CPLE | Progress Energy Carolinas - EAST |  | 22 | NR | 2 | IPP Non-CHP | N |  | Y | QF 15-277-000 | N |  | N |  |  | Duke Energy Progress - (NC) | 3046 | NC | 23 |  |  | N
60708 | Railroad Farm 2, LLC | 61095 | Railroad Farm 2 | 479 Shaw Mill Road | St. Pauls | NC | 28384 | Robeson | 34.8079 | -78.9505 | SERC | CPLE | Progress Energy Carolinas - EAST |  | 22 | NR | 2 | IPP Non-CHP | N |  | Y | QF 12-398-002 | N |  | N |  |  | Duke Energy Progress - (NC) | 3046 | NC | 24 |  |  | N
60709 | Sampson Solar, LLC | 61096 | Sampson Solar | 8780 Roseboro Highway | Roseboro | NC | 28382 | Sampson | 34.961 | -78.4705 | SERC | CPLE | Progress Energy Carolinas - EAST |  | 22 | NR | 2 | IPP Non-CHP | N |  | Y | QF 13-144-000 | N |  | N |  |  | Duke Energy Progress - (NC) | 3046 | NC | 23 |  |  | N
60710 | Marie's Way Solar I, LLC | 61097 | Syncarpha Freetown | 0 Marie's Way | Freetown | MA | 2717 | Bristol | 41.7689 | -70.7865 | NPCC | ISNE | ISO New England Inc. | NA | 22 | NR | 2 | IPP Non-CHP | N |  | N |  | N |  | N | X |  | Eversource | 59497 | MA | 13.2 |  |  | N
60711 | Battle Mountain SP, LLC | 61098 | Battle Mountain Solar Project | TBD | Battle Mountain | NV | 89820 | Humboldt | 40.7184 | -117.0614 | WECC | NEVP | Nevada Power Company | NA | 22 | NR | 2 | IPP Non-CHP | N |  | N |  | N |  | N | X |  | Sierra Pacific Power Co | 17166 | NV | 120
60712 | South Maui Renewable Resources LLC | 61099 | Kihei Solar Farm | TMK No. (2) 2-2-2:84 | Kihei | HI | 96753 | Maui | 20.7937 | -156.4339 |  | HECO | Hawaiian Electric Co Inc |  | 22 | NR | 2 | IPP Non-CHP | N |  | N |  | N |  | N | X |  | Maui Electric Co Ltd | 11843 | HI | 12.47
60714 | Burke Wind LLC | 61100 | Burke Wind, LLC | TBD | Bowbells | ND | 58721 | Burke | 48.7545 | -102.6378 | SPP | SWPP | Southwest Power Pool | NA | 22 | NR | 2 | IPP Non-CHP | N |  | N |  | N |  | N |  |  | Basin Electric Power Coop | 1307 | ND | 345
60713 | Ku'ia Solar LLC | 61101 | Ku'ia Solar | TMK No. (2) 4-6-018-003 | Lahaina | HI | 96761 | Maui | 20.886 | -156.6579 |  | HECO | Hawaiian Electric Co Inc |  | 22 | NR | 2 | IPP Non-CHP | N |  | N |  | N |  | N |  |  | Maui Electric Co Ltd | 11843 | HI | 12.47
60947 | Tesla Inc. | 61103 | Hamilton College | 198 College Hill Road | Clinton | NY | 13323 | Oneida | 43.0511 | -75.4096 | NPCC | NYIS | New York Independent System Operator |  | 22 | NR | 2 | IPP Non-CHP | N |  | N |  | N |  |  |  |  | Niagara Mohawk Power Corp. | 13573 | NY | 1 |  |  | N
60947 | Tesla Inc. | 61104 | Pima Community College | 5901 S Calle Santa Cruz | Tucson | AZ | 85706 | Pima | 32.1461 | -110.9906 | WECC | TEPC | Tucson Electric Power Company |  | 22 | NR | 2 | IPP Non-CHP | N |  | N |  | N |  | N |  |  | Tucson Electric Power Co | 24211 | AZ | 1 |  |  | N
5109 | DTE Electric Company | 61106 | Pine River Wind Park | 318 West Wright Ave | Shepherd | MI | 48883 | Isabella | 43.5243 | -84.6968 | RFC | MISO | Midcontinent Independent Transmission System Operator, Inc.. |  | 22 | RE | 1 | Electric Utility | N |  | N |  | N |  | N | X |  | ITC Midwest LLC | 56161 |  | 138 |  |  | N | [5 empty] | N | X
60723 | VRF Battery Plant | 61107 | Vanadium Redox Flow Battery Plant | 7310 San Miguel Road | Bonita | CA | 91902 | San Diego | 32.6825 | -116.9888 | WECC | CISO | California Independent System Operator |  | 22 | RE | 1 | Electric Utility | N |  | N |  | N |  | N | X |  | San Diego Gas & Electric Co | 16609 | CA | 12 |  |  | Y
60720 | Martinsdale Wind Farm LLC | 61108 | Martinsdale Wind Farm | Martinsdale Wind Farm | Martinsdale | MT | 59053 | Wheatland | 46.5045 | -110.2199 | WECC | NWMT | NorthWestern Energy (NWMT) |  | 22 | NR | 2 | IPP Non-CHP | N |  | N |  | N |  | N |  |  | NorthWestern Energy LLC - (MT) | 12825 | MT | 100 |  |  | N
49880 | EDP Renewables North America LLC | 61111 | Poplar Camp Wind Farm | TBD | Austinville | VA | 24312 | Carroll | 36.8366 | -80.8752 | RFC | PJM | PJM Interconnection, LLC |  | 22 | NR | 2 | IPP Non-CHP | N |  | N |  | N |  | N | [5 empty] | 138 | 88 | 69 | N | [5 empty] | X | X
60727 | Manteca Land PV, LLC | 61115 | Manteca Land PV | 13602 California 99 | Manteca | CA | 95336 | San Joaquin | 37.8401 | -121.2162 | WECC | CISO | California Independent System Operator |  | 22 | NR | 2 | IPP Non-CHP | N |  | N |  | N |  | N |  |  | Pacific Gas & Electric Co | 14328 | CA | 17 |  |  | N
60728 | Delano Land 1, LLC | 61116 | Delano Land 1 | Highway 43 and Garces Hwy | Delano | CA | 93250 | Kern | 35.7612 | -119.3444 | WECC | CISO | California Independent System Operator |  | 22 | NR | 2 | IPP Non-CHP | N |  | N |  | N |  | N |  |  | Pacific Gas & Electric Co | 14328 | CA | 12 |  |  | N
60729 | Bakersfield PV 1, LLC | 61117 | Bakersfield PV 1 | 2400 East Planz Road | Bakersfield | CA | 93307 | Kern | 35.325 | -118.9815 | WECC | CISO | California Independent System Operator |  | 22 | NR | 2 | IPP Non-CHP | N |  | N |  | N |  | N |  |  | Pacific Gas & Electric Co | 14328 | CA | 21 |  |  | N
60730 | Bakersfield Industrial PV 1, LLC | 61118 | Bakersfield Industrial PV 1 | 2921 Madison Street | Bakersfield | CA | 93307 | Kern | 35.33 | -118.9931 | WECC | CISO | California Independent System Operator |  | 22 | NR | 2 | IPP Non-CHP | N |  | N |  | N |  | N |  |  | Pacific Gas & Electric Co | 14328 | CA | 21 |  |  | N
60731 | Quichapa 1 LLC | 61119 | Quichapa 1 | 1252 South 7700 West | Cedar City | UT | 84720 | Iron | 37.6582 | -113.2167 | WECC | PACE | PacifiCorp - East |  | 22 | NR | 2 | IPP Non-CHP | N |  | Y | 17-356-000 | N |  | N |  |  | PacifiCorp | 14354 | UT | 34.5 |  |  | N
60732 | Quichapa 2 LLC | 61120 | Quichapa 2 | 6502 West 600 South | Cedar City | UT | 84720 | Iron | 37.6668 | -113.189 | WECC | PACE | PacifiCorp - East |  | 22 | NR | 2 | IPP Non-CHP | N |  | Y | 17-357-000 | N |  | N |  |  | PacifiCorp | 14354 | UT | 34.5 |  |  | N
60733 | Quichapa 3 LLC | 61121 | Quichapa 3 | 8530 West Hwy 56 | Cedar City | UT | 84721 | Iron | 37.6498 | -113.2369 | WECC | PACE | PacifiCorp - East |  | 22 | NR | 2 | IPP Non-CHP | N |  | Y | 17-358-000 | N |  | N |  |  | PacifiCorp | 14354 | UT | 34.5 |  |  | N
60735 | Pristine Sun Fund 8, LLC | 61123 | SCWA R5 Pond Solar | 22675 8TH ST | Sonoma | CA | 95476 | Sonoma | 38.2544 | -122.4442 | WECC | CISO | California Independent System Operator |  | 22 | NR | 2 | IPP Non-CHP | N |  | Y | QF15-1083-000 | N |  | N |  |  | Pacific Gas & Electric Co | 14328 | CA | 12 |  |  | N
60734 | Elizabeth Mines Solar 1, LLC | 61124 | Elizabeth Mines Solar 1 | 170 Mine Road | So. Strafford | VT | 5070 | Orange | 43.8236 | -72.3311 | NPCC | ISNE | ISO New England Inc. |  | 22 | NR | 2 | IPP Non-CHP | N |  | N |  | N |  | N |  |  | Green Mountain Power Corp | 7601 | VT | 12.47 |  |  | N | [5 empty] | X | X
27316 | Town of Stowe- (VT) | 61125 | Nebraska Valley Solar Farm | 300 Beech Hill Road | Stowe | VT | 5602 | Lamoille | 44.4623 | -72.7709 | NPCC | ISNE | ISO New England Inc. |  | 22 | RE | 1 | Electric Utility | N |  | N |  | N |  | N | X |  | Town of Stowe- (VT) | 27316 | VT | 12.47 |  |  | N | [5 empty] | X | X
60746 | Bedford Solar, LLC | 61126 | Bedford Solar | 1477 Draper Rd. | Bedford | VA | 24523 | Bedford | 37.335 | -79.481 | RFC | PJM | PJM Interconnection, LLC |  | 22 | NR | 2 | IPP Non-CHP | N |  | Y | QF17?724?000 | N |  | N |  |  | Town of Bedford - (VA) | 1456 | VA | 12.47 |  |  | N
60747 | Gamble Solar, LLC | 61127 | Gamble Solar | 799 Old US Hwy 74 | Bostic | NC | 28018 | Rutherford | 35.3484 | -81.8174 | SERC | DUK | Duke Energy Carolinas |  | 22 | NR | 2 | IPP Non-CHP | N |  | Y | QF-16-1075-000 | N |  | N |  |  | Duke Energy Carolinas, LLC | 5416 | NC | 12.47 |  |  | N
60748 | Salisbury Solar, LLC | 61128 | Salisbury Solar | Dunns Mountain Road | Salisbury | NC | 28146 | Rowan | 35.6326 | -80.4226 | SERC | DUK | Duke Energy Carolinas |  | 22 | NR | 2 | IPP Non-CHP | N |  | Y | QF16-269-000 | N |  | N |  |  | Duke Energy Carolinas, LLC | 5416 | NC | 12.47 |  |  | N
60749 | Wadesboro Solar, LLC | 61129 | Wadesboro Solar | 275 Allen Pond Rd. | Wadesboro | NC | 28170 | Anson | 34.9739 | -80.029 | SERC | CPLE | Duke Energy Progress East |  | 22 | NR | 2 | IPP Non-CHP | N |  | Y | QF16782000: 201604295558 | N |  | N |  |  | Duke Energy Progress - (NC) | 3046 | NC | 12.47 |  |  | N
60750 | Bear Poplar Solar, LLC | 61130 | Bear Poplar Solar | TBD Graham Rd. | Mt. Ulla | NC | 28125 | Rowan | 35.6705 | -80.6847 | SERC | DUK | Duke Energy Carolinas |  | 22 | NR | 2 | IPP Non-CHP | N |  | Y | QF16-714-000 | N |  | N |  |  | Duke Energy Carolinas, LLC | 5416 | NC | 12.47
60751 | Tolson Solar, LLC | 61131 | Tolson Solar | 2088 Davistown-Mercer Rd. | Tarboro | NC | 27886 | Edgecombe | 35.8296 | -77.6159 | SERC | PJM | PJM Interconnection, LLC |  | 22 | NR | 2 | IPP Non-CHP | N |  | Y | QF-15708-000 | N |  | N |  |  | Edgecombe-Martin County E M C | 5656 | NC | 12.47 |  |  | N
60755 | Phelps 158 Solar Farm, LLC | 61134 | Phelps 158 Solar Farm | 13429 NC 158 HW | Conway | NC | 27855 | Northampton | 36.4426 | -77.1615 | SERC | PJM | PJM Interconnection, LLC |  | 22 | NR | 2 | IPP Non-CHP | N |  | Y | 15-278-000 | N |  | N |  |  | Virginia Electric & Power Co | 19876 | NC | 34.5 |  |  | N
58822 | MC Power Companies Inc | 61135 | Lebanon Solar Farm (MO) | 2 Sunrise Drive | Lebanon | MO | 65536 | Laclede | 37.6678 | -92.6706 | SPP | SWPP | Southwest Power Pool |  | 22 | NR | 2 | IPP Non-CHP | N |  | N |  | N |  |  |  |  | City of Lebanon - (MO) | 10832 | MO | 12.47
60685 | Novel Energy Solutions | 61138 | Novel CSG of Armstrong | 19987 180th St. | Glenwood | MN | 56334 | Pope | 45.6423 | -95.3564 | MRO | MISO | Midcontinent Independent Transmission System Operator, Inc.. |  | 22 | NR | 2 | IPP Non-CHP | N |  | N |  | N |  | N |  |  | Northern States Power Co - Minnesota | 13781 | MN | 12.5 |  |  | N
60905 | ETCAP NES CS MN 03 LLC | 61139 | Marmas Solar | 622 19th Ave. SE | St. Cloud | MN | 56304 | Sherburne | 45.5561 | -94.1171 | MRO | MISO | Midcontinent Independent Transmission System Operator, Inc.. |  | 22 | NR | 2 | IPP Non-CHP | N |  | N |  | N |  | N |  |  | Northern States Power Co - Minnesota | 13781 | MN | 34.5 |  |  | N
60685 | Novel Energy Solutions | 61140 | Novel CSG of MN Lake | 27 250th St. | Minnesota Lake | MN | 56068 | Faribault | 43.8459 | -93.8367 | MRO | MISO | Midcontinent Independent Transmission System Operator, Inc.. |  | 22 | NR | 2 | IPP Non-CHP | N |  | N |  | N |  | N |  |  | Northern States Power Co - Minnesota | 13781 | MN | 4.16
60685 | Novel Energy Solutions | 61141 | Novel CSG of Vetter Farms | 48904 MN 22 | Mankato | MN | 56001 | Blue Earth | 44.24 | -93.96 | MRO | MISO | Midcontinent Independent Transmission System Operator, Inc.. |  | 22 | NR | 2 | IPP Non-CHP | N |  | N |  | N |  | N |  |  | Northern States Power Co - Minnesota | 13781 | MN | 13.8 |  |  | N
60904 | ETCAP NES CS MN 06 LLC | 61142 | Waseca Solar | 2800 SW 92nd Ave | Waseca | MN | 56093 | Waseca | 44.0514 | -93.3865 | MRO | MISO | Midcontinent Independent Transmission System Operator, Inc.. |  | 22 | NR | 2 | IPP Non-CHP | N |  | N |  | N |  | N |  |  | Northern States Power Co - Minnesota | 13781 | MN | 12.5 |  |  | N
14232 | Otter Tail Power Co | 61144 | Astoria Station | TBD | Astoria | SD | 57213 | Deuel | 44.5601 | -96.5594 | MRO | MISO | Midcontinent Independent Transmission System Operator, Inc.. |  | 22 | RE | 1 | Electric Utility | N |  | N |  | N |  | N | X |  |  |  |  | 345 |  |  | N
55858 | Energy Developments Inc | 61145 | Brown County LFGTE Power Station | 9427 Beyers Road | Georgetown | OH | 45121 | Brown | 38.895 | -83.903 | RFC | PJM | PJM Interconnection, LLC |  | 22 | NR | 2 | IPP Non-CHP | N |  | Y | 16-1285-000 | Y | 16-1285-000 | N |  |  | Duke Energy Ohio Inc | 3542 | OH | 35 |  |  | N
60947 | Tesla Inc. | 61152 | Intel Folsom Phase 3 | 1900 Prairie City Road | Folsom | CA | 95630 | Sacramento | 38.646 | -121.1626 | WECC | CISO | California Independent System Operator |  | 22 | NR | 2 | IPP Non-CHP | N |  | N |  | N |  | N |  |  | Sacramento Municipal Util Dist | 16534 | CA | 1 |  |  | N
57128 | Bloom Energy | 61153 | AT&T Holger | 400 Holger Way | San Jose | CA | 95134 | Santa Clara | 37.4176 | -121.9445 | WECC | CISO | California Independent System Operator |  | 22 | NR | 2 | IPP Non-CHP | N |  | N |  | N |  | N |  |  | Pacific Gas & Electric Co | 14328 | CA | 21 |  |  | N | PACIFIC GAS |  |  |  |  | N
57128 | Bloom Energy | 61154 | AT&T Anaheim | 217 North Lemon Street | Anaheim | CA | 92805 | Orange | 33.8364 | -117.9169 | WECC | CISO | California Independent System Operator |  | 22 | NR | 2 | IPP Non-CHP | N |  | N |  | N |  | N |  |  | City of Anaheim - (CA) | 590 | CA | 15 |  |  | N | SOUTHERN CALIFORNIA GAS COMPANY |  |  |  |  | N
60772 | Big Timber Wind, LLC | 61155 | Big Timber Wind Farm | 447 Deadmans Canyon Road | Big Timber | MT | 59011 | Sweet Grass | 45.8554 | -109.6492 | WECC | NWMT | NorthWestern Energy (NWMT) |  | 22 | NR | 2 | IPP Non-CHP | N |  | Y | 2015-8-64 | Y | 15-885-002 | N |  |  | NorthWestern Energy LLC - (MT) | 12825 | MT | 161 |  |  | N | [5 empty] | N
60865 | CD Global Solar Holdings, LLC | 61156 | St. Pauls Solar 2 | 15150 US Highway 301 South | St. Pauls | NC | 28384 | Robeson | 34.7691 | -78.981 | SERC | DUK | Duke Energy Carolinas |  | 22 | NR | 2 | IPP Non-CHP | N |  | Y | 15-492-000 | N |  | N |  |  | Duke Energy Progress - (NC) | 3046 | NC | 22.86 |  |  | N
60865 | CD Global Solar Holdings, LLC | 61157 | Boaz Farm Solar | 1907 Whip-Poor-Will Lane | Sanford | NC | 27331 | Lee | 35.4678 | -79.1344 | SERC | DUK | Duke Energy Carolinas |  | 22 | NR | 2 | IPP Non-CHP | N |  | Y | 15-499-001 | Y | 14-734-001 | N |  |  | Duke Energy Progress - (NC) | 3046 | NC | 22.86 |  |  | N
60865 | CD Global Solar Holdings, LLC | 61158 | Bizzell Church Solar 2 | 1543 Bizzell Grove Church Road | Selma | NC | 27576 | Johnston | 35.5444 | -78.1772 | SERC | DUK | Duke Energy Carolinas |  | 22 | NR | 2 | IPP Non-CHP | N |  | Y | 15-499-001 | N |  | N |  |  | Duke Energy Progress - (NC) | 3046 | NC | 22.86 |  |  | N
60776 | Aksamit Resource Management | 61159 | Milligan III Wind Farm | TBD | Milligan | NE | 68406 | Saline | 40.5007 | -97.1981 | SPP | SWPP | Southwest Power Pool |  | 22 | NR | 2 | IPP Non-CHP | N |  | N |  | N |  | N |  |  | Nebraska Public Power District | 13337 | NE | 115 |  |  | N
60777 | MILL SOLAR 1 LLC | 61160 | MILL SOLAR 1 | 500 S MAIN STREET | Mooresville | NC | 28115 | Iredell | 35.575 | -80.821 | SERC | DUK | Duke Energy Carolinas |  | 22 | NR | 2 | IPP Non-CHP | N |  | N |  | N |  |  |  |  | Duke Energy Progress - (NC) | 3046 | NC | 295 | 290 | 290 | N
60719 | Broadlands Wind Farm LLC | 61161 | Broadlands Wind Farm | TBD | Newman | IL | 61942 | Douglas | 39.8319 | -88.0723 | SERC | MISO | Midcontinent Independent Transmission System Operator, Inc.. |  | 22 | NR | 2 | IPP Non-CHP | N |  | N |  | N |  | N |  |  | Ameren Illinois Company | 56697 | IL | 345 |  |  | N
60752 | RB Manufacturing LLC | 61162 | RB Manufacturing LLC Belle Mead NJ | 799 Route 206 | Hillsborough | NJ | 8844 | Somerset | 40.4836 | -74.6501 | RFC |  |  |  | 32511 | NR | 6 | Industrial Non-CHP | N |  | N |  | N |  | N | X |  | Public Service Elec & Gas Co | 15477 | NJ | 0.48 |  |  | N
60792 | BCC Solar III, LLC | 61163 | Onset East Solar Facility | 3074 Cranberry Highway | Wareham | MA | 2538 | Plymouth | 41.757 | -70.6537 | NPCC | ISNE | ISO New England Inc. |  | 22 | NR | 2 | IPP Non-CHP | N |  | N |  | N |  | N |  |  | NSTAR Electric Company | 54913 | MA | 23 |  |  | N
60792 | BCC Solar III, LLC | 61164 | Onset West Solar Facility | 3074 Cranberry Highway | Wareham | MA | 2538 | Plymouth | 41.757 | -70.6537 | NPCC | ISNE | ISO New England Inc. |  | 22 | NR | 2 | IPP Non-CHP | N |  | N |  | N |  | N |  |  | NSTAR Electric Company | 54913 | MA | 23 |  |  | N
60795 | Columbus Solar Project | 61165 | Columbus Solar Project | 29000 Dust Devel Rd SE | Columbus | NM | 88029 | Luna | 31.8667 | -107.5875 | WECC | PNM | Public Service Company of New Mexico |  | 22 | NR | 2 | IPP Non-CHP | N |  | N |  | N |  | N |  |  | Tri-State G & T Assn, Inc | 30151 |  | 24.9 |  |  | N
60123 | Southeast Alaska Power Agency | 61166 | Tyee Lake Hydroelectric Facility | Bradfield Canal | Wrangell | AK | 99929 | Wrangell Petersburg | 56.2164 | -131.5043 |  | NA | No BA | Lake | 22131 | NR | 4 | Commercial Non-CHP | N |  | N |  | N |  | N | [5 empty] | 69 | 115 |  | N
60796 | 91MC 8me LLC | 61167 | Peak Valley Solar Farm | TBD | Boron | CA | 93596 | San Bernardino | 34.988 | -117.5716 | WECC | CISO | California Independent System Operator |  | 22 | NR | 2 | IPP Non-CHP | N |  | N |  | N |  | N |  |  | Southern California Edison Co | 17609 | CA | 230 |  |  | N
60797 | 68SF 8me LLC | 61168 | Eland 1 Solar Farm | TBD | Mojave | CA | 93280 | Kern | 35.2237 | -117.977 | WECC | CISO | California Independent System Operator |  | 22 | NR | 2 | IPP Non-CHP | N |  | N |  | N |  | N |  |  | Los Angeles Department of Water & Power | 11208 | CA | 230 |  |  | N
60798 | 69SV 8me LLC | 61169 | Eland 2 Solar Farm | TBD | Mojave | CA | 93301 | Kern | 35.2167 | -117.977 | WECC | CISO | California Independent System Operator |  | 22 | NR | 2 | IPP Non-CHP | N |  | N |  | N |  | N | X |  | Los Angeles Department of Water & Power | 11208 | CA | 230 |  |  | N
60799 | 33UI 8me LLC | 61170 | Long Ridge Solar Farm | 860 Brush Wellmand Road | Delta | UT | 84624 | Millard | 39.523 | -112.546 | WECC | LDWP | Los Angeles Department of Water and Power |  | 22 | NR | 2 | IPP Non-CHP | N |  | N |  | N |  | N |  |  | Los Angeles Department of Water & Power | 11208 | CA | 230 |  |  | N
60793 | EE Waianae Solar Project LLC | 61172 | EE Waianae Solar Project | 85-191 Ala Hema St | Waianae | HI | 96792 | Honolulu | 21.452 | -158.1879 |  | HECO | Hawaiian Electric Co Inc |  | 22 | NR | 2 | IPP Non-CHP | N |  | N |  | N |  | N |  |  | Hawaiian Electric Co Inc | 19547 | HI | 46 |  |  | N
57389 | IKEA Property Inc | 61173 | IKEA Miami 327 | 1801 NW 117th Ave. | Miami | FL | 33172 | Miami Dade | 25.7915 | -80.3838 | FRCC | FPL | Florida Power & Light Company |  | 53 | NR | 4 | Commercial Non-CHP | N |  | N |  | N |  | N |  |  | Florida Power & Light Co | 6452 | FL | 48 |  |  | N
60822 | Taurus Community Solar | 61174 | Taurus Community Solar | 802 N 28th St | Montevideo | MN | 56265 | Chippewa | 44.9503 | -95.6915 | MRO | MISO | Midcontinent Independent Transmission System Operator, Inc.. |  | 22 | NR | 2 | IPP Non-CHP | N |  | N |  | N |  | N |  |  | Northern States Power Co - Minnesota | 13781 | MN | 12.5
60823 | Pegasus Community Solar | 61175 | Pegasus Community Solar | 573 Central Avenue North | Brooten | MN | 56316 | Stearns | 45.4955 | -95.1247 | MRO | MISO | Midcontinent Independent Transmission System Operator, Inc.. |  | 22 | NR | 2 | IPP Non-CHP | N |  | N |  | N |  | N |  |  | Northern States Power Co - Minnesota | 13781 | MN | 12.5
60824 | Antares Community Solar | 61176 | Antares Community Solar | 1401 4th St | Tracy | MN | 56175 | Lyon | 44.2262 | -95.6238 | MRO | MISO | Midcontinent Independent Transmission System Operator, Inc.. |  | 22 | NR | 2 | IPP Non-CHP | N |  | N |  | N |  | N |  |  | Northern States Power Co - Minnesota | 13781 | MN | 13.8
60825 | Corvus Community Solar | 61177 | Corvus Community Solar | 198 Sakatah Dr | Mankato | MN | 56002 | Blue Earth | 44.1914 | -93.944 | MRO | MISO | Midcontinent Independent Transmission System Operator, Inc.. |  | 22 | NR | 2 | IPP Non-CHP | N |  | N |  | N |  | N |  |  | Northern States Power Co - Minnesota | 13781 | MN | 13.8
60826 | Capella Community Solar | 61178 | Capella Community Solar | 1053 100th Ave | Pipestone | MN | 56164 | Pipestone | 44.0901 | -96.1612 | MRO | MISO | Midcontinent Independent Transmission System Operator, Inc.. |  | 22 | NR | 2 | IPP Non-CHP | N |  | N |  | N |  | N |  |  | Northern States Power Co - Minnesota | 13781 | MN | 25
60827 | Carina Community Solar | 61179 | Carina Community Solar | 36651 Highway 60 | Zumbro Falls | MN | 55991 | Wabasha | 44.1647 | -92.2412 | MRO | MISO | Midcontinent Independent Transmission System Operator, Inc.. |  | 22 | NR | 2 | IPP Non-CHP | N |  | N |  | N |  | N |  |  | Northern States Power Co - Minnesota | 13781 | MN | 12.5
60829 | Caelum Community Solar | 61180 | Caelum Community Solar | 11010 65th St NE | Foley | MN | 56329 | Benton | 45.662 | -93.9368 | MRO | MISO | Midcontinent Independent Transmission System Operator, Inc.. |  | 22 | NR | 2 | IPP Non-CHP | N |  | N |  | N |  | N |  |  | Northern States Power Co - Minnesota | 13781 | MN | 34.5
60828 | Andromeda Community Solar | 61181 | Andromeda Community Solar | 19696 Co Rd 9 | Lester Prairie | MN | 55354 | McLeod | 44.9019 | -94.0316 | MRO | MISO | Midcontinent Independent Transmission System Operator, Inc.. |  | 22 | NR | 2 | IPP Non-CHP | N |  | N |  | N |  | N |  |  | Northern States Power Co - Minnesota | 13781 | MN | 12.5
60830 | Lyra Community Solar | 61182 | Lyra Community Solar | 47857 State Hwy 13 | Waterville | MN | 56329 | Le Sueur | 44.2403 | -93.5858 | MRO | MISO | Midcontinent Independent Transmission System Operator, Inc.. |  | 22 | NR | 2 | IPP Non-CHP | N |  | N |  | N |  | N |  |  | Northern States Power Co - Minnesota | 13781 | MN | 12.5
60831 | Argo Navis Community Solar | 61183 | Argo Navis Community Solar | 21205 St Croix Trail N | Scandia | MN | 55073 | Washington | 45.2552 | -92.7723 | MRO | MISO | Midcontinent Independent Transmission System Operator, Inc.. |  | 22 | NR | 2 | IPP Non-CHP | N |  | N |  | N |  | N |  |  | Northern States Power Co - Minnesota | 13781 | MN | 12.5
57081 | WGL Energy Systems, Inc | 61185 | Pfeffers | 11121 Pfeffers Rd | Kingsville | MD | 21087 | Baltimore | 39.4276 | -76.3936 | RFC | PJM | PJM Interconnection, LLC |  | 22 | NR | 2 | IPP Non-CHP | N |  | N |  | N |  | N | X |  | Baltimore Gas & Electric Co | 1167 | MD | 270 | 270 | 270 | N | [5 empty] | N | N
60816 | Boston Medical Center | 61186 | Boston Medical Center CHP Plant | 850 Harrison Avenue | Boston | MA | 2118 | Suffolk | 42.3347 | -71.0742 | NPCC | ISNE | ISO New England Inc. |  | 622 | NR | 5 | Commercial CHP | N |  | N |  | N |  | N |  |  | NSTAR Electric Company | 54913 | MA | 13.8 |  |  |  | BOSTON GAS CO DBA NATIONAL GRID |  |  |  |  | N
60818 | J.T. Hobby and Son, Inc. | 61187 | Century Drive Solar Farm | 2000, 2020, 2021 and 2100 Cent | Raleigh | NC | 27612 | Wake | 35.8378 | -78.6689 | SERC | CPLE | Duke Energy Progress East |  | 22 | NR | 2 | IPP Non-CHP | N |  | Y | QF13-112-000 | N |  | N |  |  | Duke Energy Progress - (NC) | 3046 | NC | 23 |  |  | N
60817 | Winton Solar 2 LLC | 61188 | Winton Solar 2 | 141 Oak Villa Road | Winton | NC | 27986 | Hertford | 36.372 | -76.937 | SERC | PJM | PJM Interconnection, LLC |  | 22 | NR | 2 | IPP Non-CHP | N |  | Y | 17-931-000 | N |  | N |  |  | Virginia Electric & Power Co | 19876 | VA | 34.5 |  |  | N
60815 | Shavano Falls Hydro LLC ? Shavano Project | 61189 | Shavano Falls Hydro | 58801 Maple Road | Montrose | CO | 81403 | Montrose | 38.492 | -108.0023 | WECC | WACM | Western Area Power Administration - Rocky Mountain Region | Irrigation Water | 22 | NR | 2 | IPP Non-CHP | N |  | N |  | N |  | N |  |  | Delta Montrose Electric Assn | 5086 | CO | 12.4 |  |  | N
60813 | Shavano Falls Hydro LLC - Drop 4 Project | 61190 | Shavano Falls Hydro Drop 4 | 16100 6900 Road | Montrose | CO | 81401 | Montrose | 38.4505 | -107.7767 | WECC | WACM | Western Area Power Administration - Rocky Mountain Region | Irrigation Water | 22 | NR | 2 | IPP Non-CHP | N |  | N |  | N |  | N |  |  | Delta Montrose Electric Assn | 5086 | CO | 34 |  |  | N
60814 | Drop 5 Hydro LLC | 61191 | Drop 5 | 19420 Pahgre Road | Montrose | CO | 81403 | Montrose | 38.4044 | -107.8102 | WECC | WACM | Western Area Power Administration - Rocky Mountain Region | Irrigation Water | 22 | NR | 2 | IPP Non-CHP | N |  | N |  | N |  | N |  |  | Delta Montrose Electric Assn | 5086 | CO | 12.4
57389 | IKEA Property Inc | 61192 | IKEA Joliet Rooftop PV System | 650 Emerald Drive | Joliet | IL | 60433 | Will | 41.48 | -88.07 | RFC | PJM | PJM Interconnection, LLC |  | 493 | NR | 4 | Commercial Non-CHP | N |  | N |  | N |  | N |  |  | Commonwealth Edison Co | 4110 | IL | 0.48 |  |  | N
57389 | IKEA Property Inc | 61193 | IKEA Las Vegas 462 | 6500 IKEA Way | Las Vegas | NV | 89148 | Clark | 36.0689 | -115.2808 | WECC | NEVP | Nevada Power Company |  | 53 | NR | 4 | Commercial Non-CHP | N |  | N |  | N |  | N |  |  | Nevada Power Co | 13407 | NV | 48 |  |  | N
60163 | Soltage LLC | 61194 | Barker Solar, LLC | 1205 Owen Drive | Lumberton | NC | 28358 | Robeson | 34.6356 | -78.9287 | SERC | CPLE | Duke Energy Progress East |  | 22 | NR | 2 | IPP Non-CHP | N |  | Y | QF15-498-003 | N |  |  |  |  | Duke Energy Progress - (NC) | 3046 | NC | 23 |  |  | N
60163 | Soltage LLC | 61195 | 231 Dixon 74 Solar I, LLC | 5124 E. Dixon Blvd. | Kings Mountain | NC | 28086 | Cleveland | 35.2441 | -81.4304 | SERC | CPLE | Duke Energy Progress East |  | 22 | NR | 2 | IPP Non-CHP | N |  | Y | QF15-49-002 | N |  | N |  |  | Duke Energy Progress - (NC) | 3046 | NC | 12.47 |  |  | N
60163 | Soltage LLC | 61196 | Mill Pond Solar Farm, LLC | 579 Mill Pond Road | Whiteville | NC | 28472 | Columbus | 34.3071 | -78.7015 | SERC | CPLE | Duke Energy Progress East |  | 22 | NR | 2 | IPP Non-CHP | N |  | Y | QF15-811-001 | N |  | N |  |  | Duke Energy Progress - (NC) | 3046 | NC | 23 |  |  | N
60834 | Pima Energy Storage System | 61197 | Pima Energy Storage System | 2501 N. Flowing Wells Rd. | Tuscon | AZ | 85705 | Pima | 32.2516 | -110.9913 | WECC | TEPC | Tucson Electric Power Company |  | 22 | NR | 2 | IPP Non-CHP | N |  | N |  | N |  | N |  |  | Tucson Electric Power Co | 24211 | AZ | 13.8 |  |  | Y
60812 | Merck - Upper Gwynedd Solar Array | 61198 | Merck - Upper Gwynedd Solar Array | 351 North Sumneytown Pike | North Wales | PA | 19454 | Montgomery | 40.2154 | -75.2831 | WECC | PJM | PJM Interconnection, LLC |  | 53 | NR | 4 | Commercial Non-CHP | N |  | N |  | N |  | N |  |  | PECO Energy Co | 14940 | PA | 460 |  |  | N
60520 | SoCore Energy LLC | 61199 | T0588 Phoenix - AZ | 25 N 75th Ave | Phoenix | AZ | 85043 | Maricopa | 33.4472 | -112.2177 | WECC | SRP | Salt River Project |  | 22 | NR | 2 | IPP Non-CHP | N |  | Y | 17-850-000 | N |  | N |  |  | Salt River Project | 16572 | AZ | 0.48 |  |  | N
58764 | Origis Energy USA, Inc | 61200 | OR Solar 2, LLC | 14828 Agate Road | Eagle Point | OR | 97524 | Jackson | 42.5421 | -122.7813 | WECC | PACW | PacifiCorp - West |  | 22 | NR | 2 | IPP Non-CHP | N |  | Y | 15-669-000 | N |  | N |  |  | PacifiCorp | 14354 | OR | 20.8 |  |  | N
60853 | ET CAP OR HOLDINGS LLC | 61201 | OR Solar 3, LLC | 22330 Drazil Rd | Malin | OR | 97632 | Klamath | 42.0223 | -121.4189 | WECC | PACW | PacifiCorp - West |  | 22 | NR | 2 | IPP Non-CHP | N |  | Y | 15-666-000 | N |  | N |  |  | PacifiCorp | 14354 | OR | 12.47 |  |  | N
60840 | 93LF 8me LLC | 61202 | Mount Signal Solar Farm 3 | 392 Weed Road | Calexico | CA | 92231 | Imperial | 32.6788 | -115.5672 | WECC | CISO | California Independent System Operator |  | 22 | NR | 2 | IPP Non-CHP | N |  | N |  | N |  | N |  |  | San Diego Gas & Electric Co | 16609 | CA | 230 |  |  | N
60520 | SoCore Energy LLC | 61203 | Lahr 1, LLC | 21265 County Road 2 | Wakefield Township | MN | 56320 | Stearns | 45.4312 | -94.426 | MRO | MISO | Midcontinent Independent Transmission System Operator, Inc.. |  | 22 | NR | 2 | IPP Non-CHP | N |  | Y | Pending | N |  | N |  |  | Northern States Power Co - Minnesota | 13781 | MN | 35 |  |  | N
58702 | AES Energy Storage | 61204 | AES ES ALAMITOS, LLC | 690 North Studebaker Road | Long Beach | CA | 90803 | Los Angeles | 33.7702 | -118.0997 | WECC | CISO | California Independent System Operator |  | 22 | NR | 2 | IPP Non-CHP | N |  | N |  | N |  | N |  |  | Southern California Edison Co | 17609 | CA |  |  |  | Y
60520 | SoCore Energy LLC | 61205 | Bandera Electric Coop PV | 352 Walter White Ranch Road | Leakey | TX | 78873 | Real | 29.681 | -99.7622 | TRE | ERCO | Electric Reliability Council of Texas, Inc. |  | 22 | NR | 2 | IPP Non-CHP | N |  | Y | QF17-345-001 | N |  | N |  |  | Electric Transmission Texas LLC | 50174 |  | 24.94 |  |  | N
60584 | Onyx Asset Services Group | 61206 | Onyx - Allen Harim | 18752 Harbeson Rd. | Harbeson | DE | 19951 | Sussex | 38.7175 | -75.2888 | RFC | PJM | PJM Interconnection, LLC |  | 22 | NR | 2 | IPP Non-CHP | N |  | Y | 17-507-000 | N |  | N |  |  | Delmarva Power | 5027 | DE | 12.47 |  |  | N
58756 | Albany Engineering Corporation | 61207 | Green Island Hydroelectric Station | Tibbits Ave and George St | Green Island | NY | 12183 | Albany | 42.7481 | -73.6902 | NPCC | NYIS | New York Independent System Operator | Hudson River | 22 | NR | 2 | IPP Non-CHP | N |  | Y | P-13 | N |  | N |  |  | Niagara Mohawk Power Corp. | 13573 | NY | 13.2 |  |  | N
57081 | WGL Energy Systems, Inc | 61208 | Gulfport Naval Base CSG PV System | 5200 Second Street | Gulfport | MS | 39501 | Harrison | 30.3799 | -89.1192 | SERC | SOCO | Southern Company Services, Inc. - Trans |  | 22 | NR | 2 | IPP Non-CHP | N |  | N |  | N |  | N |  |  | Mississippi Power Co | 12686 | MS | 13.2 |  |  | N
60947 | Tesla Inc. | 61209 | Sacramento Regional County Sanitation PV | 8521 Laguna Station Road | Elk Grove | CA | 95758 | Sacramento | 38.4486 | -121.4637 | WECC | BANC | Balancing Authority of Northern California |  | 22 | NR | 2 | IPP Non-CHP | N |  | N |  | N |  | N |  |  | Sacramento Municipal Util Dist | 16534 | CA | 1 |  |  | N
60833 | Finger Lakes Solar I, LLC | 61210 | Finger Lakes Solar I | 4380 NY-14A | Geneva | NY | 14456 | Ontario | 42.814 | -77.0456 | NPCC | NYIS | New York Independent System Operator |  | 22 | NR | 2 | IPP Non-CHP | N |  | N |  | Y | 16-769-000 | N |  |  | New York State Elec & Gas Corp | 13511 | NY | 34.5 |  |  | N
57389 | IKEA Property Inc | 61211 | IKEA Memphis 508 | 7900 IKEA Way | Cordova | TN | 38016 | Shelby | 35.19 | -89.7993 | SERC | TVA | Tennessee Valley Authority |  | 53 | NR | 4 | Commercial Non-CHP | N |  | N |  | N |  | N |  |  | Tennessee Valley Authority | 18642 | TN | 48 |  |  | N
60844 | Flat Top Wind I, LLC | 61212 | Flat Top Wind I | 559 FM 218 W | Mullin | TX | 76864 | Mills | 31.6845 | -98.6034 | TRE | ERCO | Electric Reliability Council of Texas, Inc. |  | 22 | NR | 2 | IPP Non-CHP | N |  | N |  | N |  | N |  |  | Oncor Electric Delivery Company LLC | 44372 | TX | 345 |  |  | N
60846 | GRP Madison Renewable Energy Facility, LLC | 61213 | GRP Madison Renewable Energy Facility | 268 Office Drive | Colbert | GA | 30628 | Madison | 34.0406 | -83.1929 | SERC | SOCO | Southern Company Services, Inc. - Trans |  | 22 | NR | 2 | IPP Non-CHP | N |  | N |  | N |  | N |  |  | Georgia Power Co | 7140 | GA | 115 |  |  | N
60847 | West Fork Wind, LLC | 61214 | West Fork Wind | TBD | Posey Township | IN | 62231 | Fayette | 39.7302 | -85.2677 | RFC |  |  |  | 22 | NR | 2 | IPP Non-CHP | N |  | N |  | N |  | N |  |  | Indiana Michigan Power Co | 9324 | IN | 138 |  |  | N
60849 | Green Beanworks C, LLC | 61215 | Green Beanworks C PV | 39360 110th Street East | Palmdale | CA | 93591 | Los Angeles | 34.597 | -117.931 | WECC | CISO | California Independent System Operator |  | 22 | NR | 2 | IPP Non-CHP | N |  | N |  | N |  | N |  |  | Southern California Edison Co | 17609 | CA | 12 |  |  | N
60850 | Green Beanworks D, LLC | 61216 | Green Beanworks D PV | 2600 East Avenue L-4 | Palmdale | CA | 93550 | Los Angeles | 34.655 | -118.0821 | WECC | CISO | California Independent System Operator |  | 22 | NR | 2 | IPP Non-CHP | N |  | N |  | N |  | N |  |  | Southern California Edison Co | 17609 | CA | 12 |  |  | N
60851 | North Side Energy Company | 61217 | Head of U Canal Hydro Project | 275 North 650 East | Jerome | ID | 83338 | Jerome | 42.7628 | -114.3958 | WECC |  |  | Snake River | 22 | NR | 2 | IPP Non-CHP | N |  | N |  | N |  | N |  |  | Idaho Power Co | 9191 | ID | 12.5 |  |  | N
60163 | Soltage LLC | 61218 | Broadridge Solar, LLC | 11324 NC Hwy 72 East | Lumberton | NC | 28358 | Robeson | 34.5229 | -78.9572 | SERC | CPLE | Duke Energy Progress East |  | 22 | NR | 2 | IPP Non-CHP | N |  | Y | QF15-365-001 | N |  | N |  |  | Duke Energy Progress - (NC) | 3046 | NC | 23 |  |  | N
60163 | Soltage LLC | 61219 | Kelly Solar, LLC | 3335 Glebe Road | Henderson | NC | 27538 | Vance | 36.3912 | -78.449 | SERC | CPLE | Duke Energy Progress East |  | 22 | NR | 2 | IPP Non-CHP | N |  | Y | QF15-418-001 | N |  | N |  |  | Duke Energy Progress - (NC) | 3046 | NC | 23 |  |  | N
60848 | Spencer Farm, LLC | 61220 | Spencer Farm, LLC | 1665 US Hwy 29 | Salisbury | NC | 28144 | Rowan | 35.7129 | -80.4079 | SERC | DUK | Duke Energy Carolinas |  | 22 | NR | 2 | IPP Non-CHP | N |  | Y | QF14-771 | N |  | N |  |  | Duke Energy Carolinas, LLC | 5416 | NC | 12.47
60859 | Redbed Plains Wind Farm LLC | 61221 | Redbed Plains Wind Farm | 1421 Country Rd 1190 | Tuttle | OK | 73089 | Grady | 35.2908 | -97.854 | SPP | SWPP | Southwest Power Pool |  | 22 | NR | 2 | IPP Non-CHP | N |  | N |  | N |  | N |  |  | Oklahoma Gas & Electric Co | 14063 | OK | 138 |  |  | N
60811 | Golden Hills Interconnection Wind, LLC | 61222 | Golden Hills North Wind Energy Center | 435 Mt. Vista Parkway | Livermore | CA | 94551 | Alameda | 37.7692 | -121.6302 | WECC | CISO | California Independent System Operator |  | 22 | NR | 2 | IPP Non-CHP | N |  | N |  | N |  | N |  |  | Pacific Gas & Electric Co | 14328 | CA | 115 |  |  | N
58822 | MC Power Companies Inc | 61223 | Chillicothe Solar Farm | 366 E 3rd Street | Chillicothe | MO | 64601 | Livingston | 39.7888 | -93.5368 | SPP | SWPP | Southwest Power Pool |  | 22 | NR | 2 | IPP Non-CHP | N |  | N |  | N |  | N |  |  | Chillicothe Municipal Utils | 3486 | MO | 12.47 |  |  | N
60857 | 350 Clark Solar NG, LLC | 61224 | 350 Clark Solar, NG, LLC | 350 Clark Drive | Budd Lake | NJ | 7828 | Morris | 40.8942 | -74.7302 | NPCC | PJM | PJM Interconnection, LLC |  | 22 | NR | 2 | IPP Non-CHP | N |  | N |  | N |  | N |  |  | Jersey Central Power & Lt Co | 9726 | NJ | 13.8 |  |  | N
60858 | 433 Purchase Solar NG, LLC | 61237 | 433 Purchase Solar NG, LLC | 433 Purchase Street | Swansea | MA | 2777 | Bristol | 41.8094 | -71.1922 | NPCC | ISNE | ISO New England Inc. |  | 22 | NR | 2 | IPP Non-CHP | N |  | N |  | N |  | N |  |  | NSTAR Electric Company | 54913 | MA | 13.8 |  |  | N
60883 | NY - PRESBYTERIAN HOSPITAL-525 E 68TH ST | 61238 | NY - Presbyt. Hospital - 525 E 68TH St | 525 East 68th St | New York | NY | 10021 | New York | 40.7644 | -73.9539 | NPCC | NYIS | New York Independent System Operator |  | 622 | NR | 5 | Commercial CHP | N |  | N |  | N |  | N |  |  | New York State Elec & Gas Corp | 13511 | NY | 4.16 |  |  | N | CONSOLIDATED EDISON NEW YORK INC |  |  |  |  | N
60836 | NTE Connecticut, LLC | 61239 | Killingly Energy Center | 189 Lake Rd | Killingly | CT | 6241 | Windham | 41.8637 | -71.9168 | NPCC | ISNE | ISO New England Inc. |  | 22 | NR | 2 | IPP Non-CHP | N |  | N |  | N |  | N |  |  | Connecticut Light & Power Co | 4176 | CT | 345 |  |  | N
60835 | NTE Carolinas II, LLC | 61240 | Reidsville Energy Center | TBD | Reidsville | NC | 27320 | Rockingham | 36.3343 | -79.8322 | SERC | DUK | Duke Energy Carolinas |  | 22 | NR | 2 | IPP Non-CHP | N |  | N |  | N |  | N |  |  | Duke Energy Carolinas, LLC | 5416 | NC | 230 |  |  | N
60248 | Agilon Energy LLC | 61241 | Victoria City Power LLC | 1301 Willow Street | Victoria | TX | 77901 | Victoria | 28.7853 | -97.0093 | TRE | ERCO | Electric Reliability Council of Texas, Inc. |  | 22 | NR | 2 | IPP Non-CHP | N |  | N |  | N |  | N |  |  | AEP Texas Central Company | 3278 | TX | 138 |  |  | N
60248 | Agilon Energy LLC | 61242 | Victoria Port Power LLC | 1934 FM 1432 | Victoria | TX | 77905 | Victoria | 28.6958 | -96.9454 | TRE | ERCO | Electric Reliability Council of Texas, Inc. |  | 22 | NR | 2 | IPP Non-CHP | N |  | N |  | N |  | N |  |  | AEP Texas Central Company | 3278 | TX | 138 |  |  | N
59254 | NuGen Capital Management | 61243 | Old Wardour Solar | 229 Harrington St. | East Brookfield | MA | 1515 | Worcester | 42.2376 | -72.0375 | NPCC | ISNE | ISO New England Inc. |  | 22 | NR | 2 | IPP Non-CHP | N |  | N |  | N |  | N |  |  | Massachusetts Electric Co | 11804 | MA | 13.8 |  |  | N
59254 | NuGen Capital Management | 61244 | Shuman Solar | 139 Shuman Ave | Stoughton | MA | 2072 | Norfolk | 42.1149 | -71.066 | NPCC | ISNE | ISO New England Inc. |  | 22 | NR | 2 | IPP Non-CHP | N |  | N |  | N |  | N |  |  | NSTAR Electric Company | 54913 | MA | 13.8 |  |  | N
59254 | NuGen Capital Management | 61245 | Vuelta Solar | 229 Harrington St. | East Brookfield | MA | 1515 | Worcester | 42.2376 | -72.0375 | NPCC | ISNE | ISO New England Inc. |  | 22 | NR | 2 | IPP Non-CHP | N |  | N |  | N |  | N |  |  | Massachusetts Electric Co | 11804 | MA | 13.8 |  |  | N
60862 | ACE-Stanton, LLC | 61246 | ACE-Stanton PV | 5154 S Alafaya Trail | Orlando | FL | 32831 | Orange | 28.4774 | -81.1804 | FRCC | FMPP | Florida Municipal Power Pool |  | 22 | NR | 2 | IPP Non-CHP | N |  | N |  | N |  | N |  |  | Orlando Utilities Comm | 14610 | FL | 12.47 |  |  | N
60863 | ACE-Stanton A, LLC | 61247 | ACE-Stanton A PV | 5152 S Alafaya Trail | Orlando | FL | 32831 | Orange | 28.4845 | -81.1741 | FRCC | FMPP | Florida Municipal Power Pool |  | 22 | NR | 2 | IPP Non-CHP | N |  | N |  | N |  | N |  |  | Orlando Utilities Comm | 14610 | FL | 12.47 |  |  | N
60864 | Glopak Corporation | 61248 | Glopak Solar PV Power Plant | 132 Case Drive | South Plainfield | NJ | 7080 | Middlesex | 40.5754 | -74.3928 | RFC | PJM | PJM Interconnection, LLC |  | 326 | NR | 6 | Industrial Non-CHP | N |  | N |  | N |  | N |  |  | Public Service Elec & Gas Co | 15477 | NJ | 480 |  |  | N
11208 | Los Angeles Department of Water & Power | 61249 | Westmont 300A | 300 Westmont Dr. | San Pedro | CA | 90731 | Los Angeles | 33.7661 | -118.2889 | WECC | LDWP | Los Angeles Department of Water and Power |  | 22 | RE | 1 | Electric Utility | N |  | N |  | N |  | N | X |  | Los Angeles Department of Water & Power | 11208 | CA | 34.5 |  |  | N
60950 | USPS LA Solar FiT A & B | 61250 | USPS PV | 7001 S Central | Los Angeles | CA | 90052 | Los Angeles | 33.9779 | -118.2587 | WECC | CISO | California Independent System Operator |  | 22 | RE | 1 | Electric Utility | N |  | N |  | N |  | N | X |  | Los Angeles Department of Water & Power | 11208 | CA | 34.5 |  |  | N
60865 | CD Global Solar Holdings, LLC | 61255 | Haywood Farm Solar, LLC | 922 Pekin Rd | Troy | NC | 27371 | Montgomery | 35.343 | -79.915 | SERC | CPLE | Duke Energy Progress East |  | 22 | NR | 2 | IPP Non-CHP | N |  | Y | 14-598-001 | N |  | N |  |  | Duke Energy Progress - (NC) | 3046 | NC | 12 |  |  | N
60865 | CD Global Solar Holdings, LLC | 61256 | Hood Farm Solar, LLC | 5851 US Highway 70 | Trenton | NC | 28585 | Jones | 35.205 | -77.497 | SERC | CPLE | Duke Energy Progress East |  | 22 | NR | 2 | IPP Non-CHP | N |  | Y | 14-736-001 | N |  | N |  |  | Duke Energy Progress - (NC) | 3046 | NC | 22.86
60865 | CD Global Solar Holdings, LLC | 61257 | ZV Solar 2, LLC | 437 Milk Dairy Road | Red Springs | NC | 28377 | Robeson | 34.816 | -79.2 | SERC | CPLE | Duke Energy Progress East |  | 22 | NR | 2 | IPP Non-CHP | N |  | Y | 15-496-000 | N |  | N |  |  | Duke Energy Progress - (NC) | 3046 | NC | 22.86
60865 | CD Global Solar Holdings, LLC | 61258 | Innovative Solar 35, LLC | 195 LG Westbrook Lane | Albertson | NC | 28508 | Duplin | 35.046 | -77.825 | SERC | CPLE | Duke Energy Progress East |  | 22 | NR | 2 | IPP Non-CHP | N |  | Y | 15-578-000 | N |  | N |  |  | Duke Energy Progress - (NC) | 3046 | NC | 22.86
60865 | CD Global Solar Holdings, LLC | 61259 | Innovative Solar 59, LLC | 3142 W. Hilliardston Rd. | Nashville | NC | 28756 | Nash | 36.0947 | -77.9793 | SERC | CPLE | Duke Energy Progress East |  | 22 | NR | 2 | IPP Non-CHP | N |  | Y | 15-581-000 | N |  | N |  |  | Duke Energy Progress - (NC) | 3046 | NC | 22.86
60865 | CD Global Solar Holdings, LLC | 61260 | Innovative Solar 60, LLC | 4036 Taylors Gin Rd. | Castilia | NC | 27856 | Nash | 36.091 | -77.992 | SERC | DUK | Duke Energy Carolinas |  | 22 | NR | 2 | IPP Non-CHP | N |  | Y | 15-582-000 | N |  | N |  |  | Duke Energy Progress - (NC) | 3046 | NC | 22.86
60869 | EDF Renewable Energy | 61261 | Rock Falls Wind Farm LLC | 20999 W. Bender Road | Braman | OK | 74632 | Kay | 36.9272 | -97.4271 | SPP | SWPP | Southwest Power Pool |  | 22 | NR | 2 | IPP Non-CHP | N |  | N |  | N |  | N |  |  | Oklahoma Gas & Electric Co | 14063 | OK | 138
60871 | Stuttgart Solar, LLC | 61262 | Stuttgart Solar | 380 Goodwin Rd | Stuttgart | AR | 72160 | Arkansas | 34.4397 | -91.44 | SERC | MISO | Midcontinent Independent Transmission System Operator, Inc.. |  | 22 | NR | 2 | IPP Non-CHP | N |  | N |  | N |  | N |  |  | Entergy Arkansas Inc | 814 | AR | 115 |  |  | N
60875 | Wolf Run Energy LLC | 61263 | Wolf Run Energy | TBD | Wilmot Township | PA | 18833 | Bradford | 41.611 | -76.2994 | RFC | PJM | PJM Interconnection, LLC |  | 22 | NR | 2 | IPP Non-CHP | N |  | N |  | N |  | N |  |  | Pennsylvania Electric Co | 14711 | PA | 34.5 |  |  | N
60876 | Antelope Expansion 2, LLC | 61264 | Antelope Expansion 2 | TBD | Lancaster | CA | 93535 | Los Angeles | 34.745 | -118.3092 | WECC | CISO | California Independent System Operator |  | 22 | NR | 2 | IPP Non-CHP | N |  | N |  | N |  | N |  |  | Southern California Edison Co | 17609 | CA | 220 |  |  | N
60877 | Antelope DSR 3, LLC | 61265 | Antelope DSR 3 | TBD | Lancaster | CA | 93535 | Los Angeles | 34.7369 | -118.3041 | WECC | CISO | California Independent System Operator |  | 22 | NR | 2 | IPP Non-CHP | N |  | N |  | N |  | N |  |  | Southern California Edison Co | 17609 | CA | 220 |  |  | N
9778 | Johnson County Rural E M C | 61266 | Orme Park Water Treatment Plant | 5325 W Fairview Rd | Greenwood | IN | 46142 | Johnson | 39.6195 | -86.2071 | RFC | MISO | Midcontinent Independent Transmission System Operator, Inc.. |  | 22 | RE | 1 | Electric Utility | N |  | N |  | N |  | N | X |  | Johnson County Rural E M C | 9778 | IN | 12.47 |  |  | N
9778 | Johnson County Rural E M C | 61267 | Hurricane Creek Lift Station | 3032 E CR 750 N | Greenwood | IN | 46143 | Johnson | 39.5879 | -86.1858 | RFC | MISO | Midcontinent Independent Transmission System Operator, Inc.. |  | 22 | RE | 1 | Electric Utility | N |  | N |  | N |  | N | X |  | Johnson County Rural E M C | 9778 | IN | 12.47 |  |  | N
60879 | NGI-Kayenta Solar Lessor I, LLC | 61268 | Kayenta Solar Project | Adjacent to US Route 163 | Kayenta | AZ | 86504 | Navajo | 36.7719 | -110.2639 | WECC | WALC | Western Area Power Administration - Desert Southwest Region |  | 22 | NR | 2 | IPP Non-CHP | N |  | N |  | N |  | N |  |  | Navajo Tribal Utility Authority | 13314 | AZ | 400 | 24.9 | 69 | N
60881 | Thunder Ranch Wind Project, LLC | 61269 | Thunder Ranch Wind Project | 12650 Badlands | Marland | OK | 74644 | Noble | 36.5508 | -97.0589 | SPP | SWPP | Southwest Power Pool |  | 22 | NR | 2 | IPP Non-CHP | N |  | N |  | N |  | N |  |  | Oklahoma Gas & Electric Co | 14063 | OK | 345 |  |  | N
60882 | Red Dirt Wind Project, LLC | 61270 | Red Dirt Wind Project | 8520 N 2930 Road | Hennessy | OK | 73742 | Kingfisher | 36.1 | -97.8 | SPP | SWPP | Southwest Power Pool |  | 22 | NR | 2 | IPP Non-CHP | N |  | N |  | N |  | N |  |  | Oklahoma Gas & Electric Co | 14063 | OK | 345 |  |  | N
60880 | The Biltmore Company | 61271 | Biltmore Solar Fields | 1 Approach Rd. | Asheville | NC | 28803 | Buncombe | 35.5612 | -82.5884 | SERC | CPLW | Duke Energy Progress West |  | 22 | NR | 2 | IPP Non-CHP | N |  | N |  | Y | SP-1365 | N |  |  | Duke Energy Progress - (NC) | 3046 | NC | 12.47 |  |  | N
60886 | Gray Hawk Solar, LLC | 61272 | Gray Hawk Solar | TBD | Kingman | AZ | 86402 | Mohave | 35.3635 | -113.8978 | WECC | TEPC | Tucson Electric Power Company |  | 22 | NR | 2 | IPP Non-CHP | N |  | N |  | N |  | N |  |  | Tucson Electric Power Co | 24211 | AZ | 69 |  |  | N
60888 | GCL New Energy, Inc. | 61274 | Wilson Solar Farm 1 | 1441 Thorne Ave. S. | Wilson | NC | 27893 | Wilson | 35.7 | -77.9 | SERC | CPLE | Duke Energy Progress East |  | 22 | NR | 2 | IPP Non-CHP | N |  | Y | 14-589 | N |  | N |  |  | City of Wilson | 20785 | NC | 13.2 |  |  | N
60888 | GCL New Energy, Inc. | 61275 | Wilson Solar Farm 2 | 5444 Wiggins Mill Road | Lucama | NC | 27851 | Wilson | 35.683 | -78.016 | SERC | CPLE | Duke Energy Progress East |  | 22 | NR | 2 | IPP Non-CHP | N |  | Y | 14-7002 | N |  | N |  |  | City of Wilson | 20785 | NC | 12.47 |  |  | N
60888 | GCL New Energy, Inc. | 61276 | Wilson Solar Farm 3 | 5100 Bloomery Road | Wilson | NC | 27851 | Wilson | 35.78 | -78 | SERC | CPLE | Duke Energy Progress East |  | 22 | NR | 2 | IPP Non-CHP | N |  | Y | 15-558 | N |  | N |  |  | City of Wilson | 20785 | NC | 12.47 |  |  | N
60888 | GCL New Energy, Inc. | 61277 | Wilson Solar Farm 4 | 2109 Downing Street SW | Wilson | NC | 27893 | Wilson | 35.7 | -78 | SERC | CPLE | Duke Energy Progress East |  | 22 | NR | 2 | IPP Non-CHP | N |  | Y | 15-559 | N |  | N |  |  | City of Wilson | 20785 | NC | 12.47
60888 | GCL New Energy, Inc. | 61278 | Wilson Solar Farm 5 | 3313 US 264 ALT HWY E | Wilson | NC | 27893 | Wilson | 35.68 | -77.87 | SERC | CPLE | Duke Energy Progress East |  | 22 | NR | 2 | IPP Non-CHP | N |  | Y | 15-560 | N |  | N |  |  | City of Wilson | 20785 | NC | 12.47 |  |  | N
60888 | GCL New Energy, Inc. | 61279 | Wilson Solar Farm 6 | 3313 US 264 ALT HWY E | Wilson | NC | 27893 | Wilson | 35.68 | -77.87 | SERC | CPLE | Duke Energy Progress East |  | 22 | NR | 2 | IPP Non-CHP | N |  | Y | 15-561 | N |  | N |  |  | City of Wilson | 20785 | NC | 22.83 |  |  | N
60888 | GCL New Energy, Inc. | 61280 | Wilson Solar Farm 7 | 5427 Lamm Road | Wilson | NC | 27893 | Wilson | 35.75 | -78 | SERC | CPLE | Duke Energy Progress East |  | 22 | NR | 2 | IPP Non-CHP | N |  | Y | 15-562 | N |  | N |  |  | City of Wilson | 20785 | NC | 12.47 |  |  | N
60899 | Bear Creek Solar Center, LLC | 61281 | Bear Creek Solar Center | TBD | Bend | OR | 97701 | Deschutes | 44.0608 | -121.2372 | WECC | PACW | PacifiCorp - West |  | 22 | NR | 2 | IPP Non-CHP | N |  | Y | 14-531-000 | N |  | N |  |  | PacifiCorp | 14354 | OR | 12.47 |  |  | N
60890 | US Dept of Army, Garrison, APG | 61282 | APG Combined Heat and Power Plant | 2100 Bush River Road, Aberdeen | Edgewood | MD | 21010 | Harford | 39.3975 | -76.2991 | RFC | PJM | PJM Interconnection, LLC |  | 928 | NR | 5 | Commercial CHP | N |  | N |  | N |  |  |  |  | Baltimore Gas & Electric Co | 1167 | MD | 33 |  |  | N | BGE |  |  |  |  | N
61060 | Cypress Creek Renewables | 61283 | Bladenboro Solar, LLC | 24 Clyde King Drive | Bladenboro | NC | 28320 | Bladen | 34.5478 | -78.8177 | SERC | CPLE | Duke Energy Progress East |  | 22 | NR | 2 | IPP Non-CHP | N |  | Y | -2741 | N |  |  |  |  | Duke Energy Progress - (NC) | 3046 | NC | 23 |  |  | N
61060 | Cypress Creek Renewables | 61284 | Lux Solar, LLC | 5126 E. Dixon Blvd. | Kings Mountain | NC | 28086 | Cleveland | 35.2411 | -81.4294 | SERC | DUK | Duke Energy Carolinas |  | 22 | NR | 2 | IPP Non-CHP | N |  | Y | 4599 | N |  |  |  |  | Duke Energy Carolinas, LLC | 5416 | NC | 12.47 |  |  | N
60897 | Salinas Valley Solid Waste Authority | 61285 | Crazy Horse Solar Project | 350 Crazy Horse Canyon Road | Salinas | CA | 93907 | Monterey | 36.8033 | -121.619 | WECC | CISO | California Independent System Operator |  | 22 | NR | 2 | IPP Non-CHP | N |  | N |  | N |  |  |  |  | Pacific Gas & Electric Co | 14328 | CA |  |  |  | N
60874 | Niles Valley Energy LLC | 61286 | Niles Valley Energy LLC | 81 Muck Road | Charleston Township | PA | 16901 | Tioga | 41.8104 | -77.2806 | RFC | PJM | PJM Interconnection, LLC |  | 22 | NR | 2 | IPP Non-CHP | N |  | N |  | Y | EG17-30 | N |  |  | Pennsylvania Electric Co | 14711 | PA | 34.5 |  |  | N | [5 empty] | N | N
60910 | Sun Farm V, LLC | 61287 | Sun Farm V, LLC | 728 Ocean Hwy South | Hertford | NC | 27944 | Perquimans | 36.1606 | -76.4894 | SERC | PJM | PJM Interconnection, LLC |  | 22 | NR | 2 | IPP Non-CHP | N |  | Y | SP-8113, Sub 0 | N |  | N |  |  | Virginia Electric & Power Co | 19876 | NC | 34.5 |  |  | N
61060 | Cypress Creek Renewables | 61288 | Roxboro Solar Farm, LLC | 930 Roxboro Road | Oxford | NC | 27565 | Granville | 36.3268 | -78.6222 | SERC | CPLE | Duke Energy Progress East |  | 22 | NR | 2 | IPP Non-CHP | N |  | Y | -3676 | N |  | N |  |  | Duke Energy Progress - (NC) | 3046 | NC | 23 |  |  | N
60496 | Enerparc Inc. | 61289 | River Bend Solar, LLC | 27 Hump Creek Road | Reed Point | MT | 59034 | Stillwater | 45.7038 | -109.5652 | WECC | NWMT | NorthWestern Energy (NWMT) |  | 22 | NR | 2 | IPP Non-CHP | N |  | Y | 15-583-000 | N |  | N |  |  | NorthWestern Energy LLC - (MT) | 12825 | MT | 12.4 |  |  | N
60496 | Enerparc Inc. | 61290 | South Mills Solar, LLC | 170 S. Mills Road | Hardin | MT | 59034 | Big Horn | 45.7301 | -107.6326 | WECC | NWMT | NorthWestern Energy (NWMT) |  | 22 | NR | 2 | IPP Non-CHP | N |  | Y | 15-408-000 | N |  | N |  |  | NorthWestern Energy LLC - (MT) | 12825 | MT | 12.4 |  |  | N
60496 | Enerparc Inc. | 61291 | Green Meadow Solar, LLC | 2 Clink Court | Helena | MT | 59602 | Lewis and Clark | 46.6945 | -112.0636 | WECC | NWMT | NorthWestern Energy (NWMT) |  | 22 | NR | 2 | IPP Non-CHP | N |  | N |  | N |  | N |  |  | NorthWestern Energy LLC - (MT) | 12825 | MT | 12.4 |  |  | N
60888 | GCL New Energy, Inc. | 61292 | Jackson Solar Farm | 3728 Old Sharpsburg Loop | Wilson | NC | 27893 | Wilson | 35.75 | -77.83 | SERC | CPLE | Duke Energy Progress East |  | 22 | NR | 2 | IPP Non-CHP | N |  | Y | 15-575 | N |  | N |  |  | City of Wilson | 20785 | NC | 22.8 |  |  | N
60921 | Farley Road Solar, LLC | 61294 | Farley Road Solar | 0 Farley Road | Dudley | MA | 1571 | Worcester | 42.1 | -72 | NPCC | ISNE | ISO New England Inc. |  | 22 | NR | 2 | IPP Non-CHP | N |  | Y | QF17-788 | N |  | N |  |  | Massachusetts Electric Co | 11804 | MA | 13.2 |  |  | N
60922 | Belchertown Renewables, LLC | 61295 | Belchertown Renewables | 270 Franklin Street | Belchertown | MA | 1007 | Hampshire | 42.3 | -72.3 | NPCC | ISNE | ISO New England Inc. |  | 22 | NR | 2 | IPP Non-CHP | N |  | Y | QF17-786 | N |  | N |  |  | Massachusetts Electric Co | 11804 | MA | 13.2 |  |  | N
60923 | Theodore Drive Solar, LLC | 61296 | Theodore Drive Solar | 0 Theodore Drive | Westminster | MA | 1473 | Worcester | 42.5 | -71.8 | NPCC | ISNE | ISO New England Inc. |  | 22 | NR | 2 | IPP Non-CHP | N |  | Y | QF17-796 | N |  | N |  |  | Massachusetts Electric Co | 11804 | MA | 13.8 |  |  | N
60924 | Upton Solar, LLC | 61297 | Upton Solar | 213 Milford Street | Upton | MA | 1568 | Worcester | 42.1 | -71.7 | NPCC | ISNE | ISO New England Inc. |  | 22 | NR | 2 | IPP Non-CHP | N |  | Y | QF17-797 | N |  | N |  |  | Massachusetts Electric Co | 11804 | MA | 13.8 |  |  | N
60925 | Pleasantdale Road Solar, LLC | 61298 | Pleasantdale Road Solar | 394 Pleasantdale Road | Rutland | MA | 1543 | Worcester | 42.4 | -72 | NPCC | ISNE | ISO New England Inc. |  | 22 | NR | 2 | IPP Non-CHP | N |  | Y | QF17-794 | N |  | N |  |  | Massachusetts Electric Co | 11804 | MA | 13.2 |  |  | N
60926 | Hatfield Renewables, LLC | 61299 | Hatfield Renewables | 115 North Hatfield Road | Hatfield | MA | 1038 | Hampshire | 42.3 | -72.7 | NPCC | ISNE | ISO New England Inc. |  | 22 | NR | 2 | IPP Non-CHP | N |  | Y | QF17-791 | N |  | N |  |  | Western Massachusetts Electric Company | 20455 | MA | 13.8 |  |  | N
60929 | Mineral Point Energy LLC | 61300 | Mineral Point Energy | Lease Road | Susquehanna | PA | 18847 | Susquehanna | 41.9757 | -75.6516 | RFC | PJM | PJM Interconnection, LLC |  | 22 | NR | 2 | IPP Non-CHP | N |  | N |  | N |  | N |  |  | Pennsylvania Electric Co | 14711 | PA | 34.5 |  |  | N
60931 | Stourbridge Energy LLC | 61301 | Stourbridge Energy | Skycrest Road | Hawley | PA | 18428 | Wayne | 41.5608 | -75.1857 | RFC | PJM | PJM Interconnection, LLC |  | 22 | NR | 2 | IPP Non-CHP | N |  | N |  | N |  | N |  |  | PPL Electric Utilities Corp | 14715 | PA | 34.5 |  |  | N
60932 | Wrighter Energy LLC | 61302 | Wrighter Energy | Potter Hill Road | Thompson | PA | 18465 | Susquehanna | 41.8811 | -75.5561 | RFC | PJM | PJM Interconnection, LLC |  | 22 | NR | 2 | IPP Non-CHP | N |  | N |  | N |  | N |  |  | Pennsylvania Electric Co | 14711 | PA | 34.5 |  |  | N
60944 | Bluff Point Wind, LLC | 61303 | Bluff Point Wind Facility | 358 W 800 S | Portland | IN | 47371 | Jay | 40.319 | -84.9769 | RFC | PJM | PJM Interconnection, LLC |  | 22 | NR | 2 | IPP Non-CHP | N |  | N |  | N |  | N |  |  | AEP Texas Central Company | 3278 | TX | 138 |  |  | N
60927 | Anchor Energy LLC | 61304 | Anchor Energy | Maple Ridge Road | Coudersport | PA | 16915 | Potter | 41.8416 | -78.0467 | RFC | PJM | PJM Interconnection, LLC |  | 22 | NR | 2 | IPP Non-CHP | N |  | N |  | N |  | N |  |  | West Penn Power Company | 20387 | PA | 34.5 |  |  | N
60928 | Holdridge Energy LLC | 61305 | Holdridge Energy | Lyon Street | Union Dale | PA | 18470 | Wayne | 41.561 | -75.1858 | RFC | PJM | PJM Interconnection, LLC |  | 22 | NR | 2 | IPP Non-CHP | N |  | N |  | N |  | N |  |  | PPL Electric Utilities Corp | 14715 | PA | 34.5 |  |  | N
60930 | Red Glen Energy LLC | 61306 | Red Glen Energy | 890 Main Street | Houston | PA | 15342 | Washington | 40.265 | -80.225 | RFC | PJM | PJM Interconnection, LLC |  | 22 | NR | 2 | IPP Non-CHP | N |  | N |  | N |  | N |  |  | West Penn Power Company | 20387 | PA | 34.5 |  |  | N
60920 | Peterson Road Solar, LLC | 61307 | Peterson Road Solar | Mason Street Turnaround/Peters | Palmer | MA | 1069 | Hampden | 42.1 | -72.3 | NPCC | ISNE | ISO New England Inc. |  | 22 | NR | 2 | IPP Non-CHP | N |  | Y | QF17-793 | N |  | N |  |  | Massachusetts Electric Co | 11804 | MA | 13.2 |  |  | N
60919 | Sampson Road Solar, LLC | 61308 | Sampson Road Solar | 18 Sampson Road | Charlton | MA | 1507 | Worcester | 42.1 | -72 | NPCC | ISNE | ISO New England Inc. |  | 22 | NR | 2 | IPP Non-CHP | N |  | Y | QF17-795 | N |  | N |  |  | Massachusetts Electric Co | 11804 | MA | 13.2 |  |  | N
57389 | IKEA Property Inc | 61309 | IKEA Grand Prairie Rooftop PV System | 1000 IKEA Way | Grand Prairie | TX | 75052 | Dallas | 32.82 | -97.05 | TRE | ERCO | Electric Reliability Council of Texas, Inc. |  | 22 | NR | 2 | IPP Non-CHP | N |  | Y |  | N |  | N |  |  | Oncor Electric Delivery Company LLC | 44372 | TX | 0.48 |  |  | N
55729 | Duke Energy Kentucky Inc | 61310 | Crittenden Solar Facility | 922 Ruark Road | Dry Ridge | KY | 41035 | Grant | 38.7518 | -84.6133 | SERC | PJM | PJM Interconnection, LLC |  | 22 | RE | 1 | Electric Utility | N |  | N |  | N |  | N | X |  | Duke Energy Kentucky | 19446 | KY | 12.47 |  |  | N
55729 | Duke Energy Kentucky Inc | 61311 | Walton 1 Solar Facility | 352 York Road | Walton | KY | 41094 | Kenton | 38.8502 | -84.5923 | SERC | PJM | PJM Interconnection, LLC |  | 22 | RE | 1 | Electric Utility | N |  | N |  | N |  | N | X |  | Duke Energy Kentucky | 19446 | KY | 12.47 |  |  | N
55729 | Duke Energy Kentucky Inc | 61312 | Walton 2 Solar Facility | 352 York Road | Walton | KY | 41094 | Kenton | 38.8502 | -84.5923 | SERC | PJM | PJM Interconnection, LLC |  | 22 | RE | 1 | Electric Utility | N |  | N |  | N |  | N | X |  | Duke Energy Kentucky | 19446 | KY | 12.47 |  |  | N
58822 | MC Power Companies Inc | 61313 | BPU Solar Farm | 4240 N 55th St. | Kansas City | KS | 66104 | Wyandotte | 39.1664 | -94.6969 | SPP |  |  |  | 22 | NR | 2 | IPP Non-CHP | N |  | Y |  | N |  | N |  |  | City of Kansas City - (KS) | 9996 | KS | 12.47 |  |  | N
60916 | SR Kersey, LLC | 61314 | SR Kersey | 1825 Hill Street | Kersey | CO | 80644 | Weld | 40.3862 | -104.551 | WECC | WACM | Western Area Power Administration - Rocky Mountain Region |  | 22 | NR | 2 | IPP Non-CHP | N |  | N |  | N |  | N |  |  | Poudre Valley R E A, Inc | 15257 | CO | 24.9 |  |  | N
60917 | Golden Hills Solar, LLC | 61315 | Golden Hills Solar | 67 Pleasantdale Road | Rutland | MA | 1543 | Worcester | 42.4 | -72 | NPCC | ISNE | ISO New England Inc. |  | 22 | NR | 2 | IPP Non-CHP | N |  | Y | QF17-789 | N |  | N |  |  | Massachusetts Electric Co | 11804 | MA | 13.8 |  |  | N
58822 | MC Power Companies Inc | 61316 | Higginsville Solar Farm | 20567 N Outer Road | Higginsville | MO | 64037 | Lafayette | 39.0021 | -93.7268 | SPP |  |  |  | 22 | NR | 2 | IPP Non-CHP | N |  | Y |  | N |  | N |  |  | City of Higginsville - (MO) | 8567 | MO | 12.47 |  |  | N
60953 | Farmingdale Fuel Cell, LLC | 61317 | Farmingdale Fuel Cell | 1600 New Highway | Farmingdale | NY | 11735 | Nassau | 40.7425 | -73.4136 | NPCC | NYIS | New York Independent System Operator |  | 22 | NR | 3 | IPP CHP | Y | 17-1054-000 | N |  | N |  | N |  |  | Long Island Power Authority | 11171 | NY | 13.2 |  |  | N
60952 | Mt. Jackson Solar LLC | 61318 | Mt. Jackson Solar | 3100 Turkey Knob Rd. | Mt. Jackson | VA | 23229 | Shenandoah | 38.7396 | -78.6602 | SERC | PJM | PJM Interconnection, LLC |  | 22 | NR | 2 | IPP Non-CHP | N |  | N |  | N |  | N |  |  | Virginia Electric & Power Co | 19876 | VA | 34.5 |  |  | N
11208 | Los Angeles Department of Water & Power | 61319 | Port of LA Solar FiT Project | 112 E 22nd St, Port of Los Ang | San Pedro | CA | 90731 | Los Angeles | 33.728 | -118.28 | WECC | LDWP | Los Angeles Department of Water and Power |  | 22 | RE | 1 | Electric Utility | N |  | N |  | N |  | N | X |  | Los Angeles Department of Water & Power | 11208 | CA | 34.5
58695 | Coronal Development Services | 61320 | Casper Solar Center | Casper Ln | Church Hill | MD | 21623 | Queen Annes | 39.1067 | -75.972 | RFC | PJM | PJM Interconnection, LLC |  | 22 | NR | 2 | IPP Non-CHP | N |  | N |  | N |  | N |  |  | Delmarva Power | 5027 | MD | 69 |  |  | N
58695 | Coronal Development Services | 61321 | Biggs Ford Solar Center | Biggs Ford Rd | Walkersville | MD | 21793 | Frederick | 39.4829 | -77.3757 | RFC | PJM | PJM Interconnection, LLC |  | 22 | NR | 2 | IPP Non-CHP | N |  | N |  | N |  | N |  |  | Potomac Electric Power Co | 15270 | MD | 34.5 |  |  | N
60958 | Ohio River Partners Shareholder LLC | 61322 | Hannibal Port Power Project | 43840 Ohio 7 | Hannibal | OH | 43931 | Monroe | 39.7049 | -80.8418 | RFC | PJM | PJM Interconnection, LLC |  | 22 | NR | 2 | IPP Non-CHP | N |  | N |  | N |  | N |  |  | Ohio Power Co | 14006 | OH | 138 |  |  | N
60962 | Saluda Solar II, LLC | 61323 | Saluda Solar II | 905 Columbia Highway | Saluda | SC | 29138 | Saluda | 34.011 | -81.739 | SERC | SCEG | South Carolina Electric & Gas Company |  | 22 | NR | 2 | IPP Non-CHP | N |  | Y | 16-268-000 | N |  | N |  |  | South Carolina Electric&Gas Company | 17539 | SC | 23.9 |  |  | N
60963 | Odyssey Solar, LLC | 61324 | Odyssey Solar | 717 Old Charleston Road | Pelion | SC | 29123 | Lexington | 33.79 | -81.266 | SERC | SCEG | South Carolina Electric & Gas Company |  | 22 | NR | 2 | IPP Non-CHP | N |  | Y | 16-289-000 | N |  | N |  |  | South Carolina Electric&Gas Company | 17539 | SC | 23.9 |  |  | N
60964 | Hampton Solar I, LLC | 61325 | Hampton Solar I | 1765 Augusta Hwy | Hampton | SC | 29924 | Hampton | 32.879 | -81.133 | SERC | SCEG | South Carolina Electric & Gas Company |  | 22 | NR | 2 | IPP Non-CHP | N |  | Y | 15-100-000 | N |  | N |  |  | South Carolina Electric&Gas Company | 17539 | SC | 12.47 |  |  | N
60965 | Cameron Solar II, LLC | 61326 | Cameron Solar II | 5992 Cameron Road | Cameron | SC | 29030 | Calhoun | 33.567 | -80.699 | SERC | SCEG | South Carolina Electric & Gas Company |  | 22 | NR | 2 | IPP Non-CHP | N |  | Y | 16-402-000 | N |  | N |  |  | South Carolina Electric&Gas Company | 17539 | SC | 8.32 |  |  | N
60966 | Barnwell Solar, LLC | 61327 | Barnwell Solar | 211 Sherwood Drive | Barnwell | SC | 29812 | Barnwell | 33.237 | -81.351 | SERC | SCEG | South Carolina Electric & Gas Company |  | 22 | NR | 2 | IPP Non-CHP | N |  | Y | 16-210-000 | N |  | N |  |  | South Carolina Electric&Gas Company | 17539 | SC | 12.47 |  |  | N
60967 | Crater Community Solar | 61328 | Crater Community Solar | 4098 Hwy 212 SE | Granite Falls | MN | 56241 | Chippewa | 44.7987 | -95.5083 | MRO | MISO | Midcontinent Independent Transmission System Operator, Inc.. |  | 22 | NR | 2 | IPP Non-CHP | N |  | N |  | N |  | N |  |  | Northern States Power Co - Minnesota | 13781 | MN | 23.9 |  |  | N
60968 | Delphinus Community Solar | 61329 | Delphinus Community Solar | 3629 Golden Spike Rd NE | Sauk Rapids | MN | 56379 | Benton | 45.6186 | -94.0888 | MRO | MISO | Midcontinent Independent Transmission System Operator, Inc.. |  | 22 | NR | 2 | IPP Non-CHP | N |  | N |  | N |  | N |  |  | Northern States Power Co - Minnesota | 13781 | MN | 34.5 |  |  | N
60969 | Hog Creek Wind Project LLC | 61330 | Hog Creek Wind Project | 1853 County road . 95 | Ada | OH | 45810 | Hardin | 40.7931 | -83.7287 | RFC | PJM | PJM Interconnection, LLC |  | 22 | NR | 2 | IPP Non-CHP | N |  | N |  | N |  | N |  |  | American Transmission Co | 659 |  | 69 |  |  | N
60971 | NYC ENERGY LLC | 61331 | NISA Electric Generation Project | Brooklyn Navy Yar - Wallabout | Brooklyn | NY | 11205 | Kings | 40.7065 | -73.9702 | NPCC | NYIS | New York Independent System Operator |  | 22 | NR | 2 | IPP Non-CHP | N |  | N |  | N |  | N |  |  | Consolidated Edison Co-NY Inc | 4226 | NY | 138 |  |  | N
60975 | SR Innovation, LLC | 61332 | SR Innovation - NIKE PV | TBD | Memphis | TN | 38128 | Shelby | 35.3001 | -89.963 | SERC | TVA | Tennessee Valley Authority |  | 22 | NR | 2 | IPP Non-CHP | N |  | N |  | N |  | N | [5 empty] | 12.47 |  |  | N
17633 | Southern Indiana Gas & Elec Co | 61333 | Oak Hill Solar Array | TBD | Evansville | IN | 47711 | Vanderburgh | 37.99 | -87.53 | RFC | MISO | Midcontinent Independent Transmission System Operator, Inc.. |  | 22 | RE | 1 | Electric Utility | N |  | N |  | N |  | N | X |  | Southern Indiana Gas & Elec Co | 17633 | IN | 12.47 |  |  | N
17633 | Southern Indiana Gas & Elec Co | 61334 | Volkman Road Solar Array | TBD | Evansville | IN | 47725 | Vanderburgh | 38.1492 | -87.5482 | RFC | MISO | Midcontinent Independent Transmission System Operator, Inc.. |  | 22 | RE | 1 | Electric Utility | N |  | N |  | N |  | N | X |  | Southern Indiana Gas & Elec Co | 17633 | IN | 12.47 |  |  | N
60496 | Enerparc Inc. | 61335 | Great Divide Solar, LLC | 3520 Duffy Ln | Canyon Creek | MT | 59602 | Lewis and Clark | 46.8057 | -112.249 | WECC | NWMT | NorthWestern Energy (NWMT) |  | 22 | NR | 2 | IPP Non-CHP | N |  | Y | 16-229-000 | N |  | N |  |  | NorthWestern Energy LLC - (MT) | 12825 | MT | 25 |  |  | N
60496 | Enerparc Inc. | 61336 | Black Eagle Solar, LLC | 149 Black Eagle Road | Black Eagle | MT | 59404 | Cascade | 47.5475 | -111.254 | WECC | NWMT | NorthWestern Energy (NWMT) |  | 22 | NR | 2 | IPP Non-CHP | N |  | Y | 16-228-000 | N |  | N |  |  | NorthWestern Energy LLC - (MT) | 12825 | MT | 12.47 |  |  | N
60496 | Enerparc Inc. | 61337 | Magpie Solar, LLC | 344 Main Street | Lavina | MT | 59046 | Golden Valley | 46.2914 | -108.9379 | WECC | NWMT | NorthWestern Energy (NWMT) |  | 22 | NR | 2 | IPP Non-CHP | N |  | Y | 16-230-000 | N |  | N |  |  | NorthWestern Energy LLC - (MT) | 12825 | MT | 12.47 |  |  | N
60978 | SP Solar 5, LLC | 61338 | Mill Creek Solar (OR) | Mill Creek Road | Sheridan | OR | 97378 | Yamhill | 45.1696 | -123.1363 | WECC | PGE | Portland General Electric Company |  | 22 | NR | 2 | IPP Non-CHP | N |  | Y | 15-624-000; 15-624-001; 15-624-002 | N |  | N |  |  | Portland General Electric Co | 15248 | OR | 12.47 |  |  | N
60878 | Green Beanworks B, LLC | 61339 | Green Beanworks B PV | TBD | Lancaster | CA | 93535 | Los Angeles | 34.688 | -117.9895 | WECC | CISO | California Independent System Operator |  | 22 | NR | 2 | IPP Non-CHP | N |  | N |  | N |  | N |  |  | Southern California Edison Co | 17609 | CA | 12 |  |  | N
61060 | Cypress Creek Renewables | 61340 | Next Generation Solar Farm | 820 Field Days Road | New Haven | VT | 5472 | Addison | 44.0848 | -73.2266 | NPCC | ISNE | ISO New England Inc. |  | 22 | NR | 2 | IPP Non-CHP | N |  | Y | QF-14-550-000 | Y | QF-14-550-000 | N |  |  | Green Mountain Power Corp | 7601 | VT | 12.42 |  |  | N
60979 | BWC Salmon Brook, LLC | 61341 | Grafton PV | 43 Estabrook Road | Grafton | MA | 1519 | Worcester | 42.2255 | -71.6626 | NPCC | ISNE | ISO New England Inc. |  | 22 | NR | 2 | IPP Non-CHP | N |  | Y | QF17-1086-000 | N |  |  |  |  | New England Power Company | 13433 |  | 13.8 |  |  | N
60980 | BWC French River, LLC | 61342 | Barrett PV | 115A & 115B Barrett Street | Oxford | MA | 1537 | Worcester | 42.1622 | -71.8645 | NPCC | ISNE | ISO New England Inc. |  | 22 | NR | 2 | IPP Non-CHP | N |  | Y | QF17-42-000; QF17-67-000 | N |  | N |  |  | New England Power Company | 13433 |  | 13.7 |  |  | N
15399 | Avangrid Renewables LLC | 61343 | Karankawa Wind LLC | TBD | Claude | TX | 79019 | San Patricio | 35.1602 | -101.4245 | TRE | ERCO | Electric Reliability Council of Texas, Inc. |  | 22 | NR | 2 | IPP Non-CHP | N |  | N |  | N |  | N | [5 empty] | 345 |  |  | N
15399 | Avangrid Renewables LLC | 61344 | Otter Creek Wind Farm LLC | TBD | Osage | IL | 61321 | LaSalle | 41.0554 | -88.9939 | SERC | MISO | Midcontinent Independent Transmission System Operator, Inc.. |  | 22 | NR | 2 | IPP Non-CHP | N |  | N |  | N |  | N | [5 empty] | 345 |  |  | N
15399 | Avangrid Renewables LLC | 61345 | WyEast Solar | TBD | Bend | OR | 97701 | Sherman | 43.8369 | -120.8556 | WECC |  |  |  | 22 | NR | 2 | IPP Non-CHP | N |  | N |  | N |  | N | [5 empty] | 12.47 |  |  | N
60982 | RE Maplewood LLC | 61346 | RE Maplewood | 1272 FM 1901 | McCamey | TX | 79752 | Pecos | 30.9766 | -102.2578 | TRE | ERCO | Electric Reliability Council of Texas, Inc. |  | 22 | NR | 2 | IPP Non-CHP | N |  | N |  | N |  | N |  |  | Electric Transmission Texas LLC | 50174 |  | 345 |  |  | N
61060 | Cypress Creek Renewables | 61347 | Long Henry Solar | 4144 East NC-55 Hwy | Seven Springs | NC | 28578 | Wayne | 35.1953 | -77.8951 | SERC | CPLE | Duke Energy Progress East |  | 22 | NR | 2 | IPP Non-CHP | N |  | Y | -5972 | N |  | N |  |  | Tri-County Elec Member Corp | 18956 | GA | 12.47 |  |  | N
11208 | Los Angeles Department of Water & Power | 61348 | Westmont 400A | 400 Westmont Dr | Los Angeles | CA | 90731 | Los Angeles | 33.7642 | -118.2889 | WECC | LDWP | Los Angeles Department of Water and Power |  | 22 | RE | 1 | Electric Utility | N |  | N |  | N |  | N | X |  | Los Angeles Department of Water & Power | 11208 | CA | 34.5 |  |  | N | [5 empty] | X
11208 | Los Angeles Department of Water & Power | 61349 | Westmont 400B | 400 Westmont Dr | Los Angeles | CA | 90731 | Los Angeles | 33.7642 | -118.2847 | WECC | LDWP | Los Angeles Department of Water and Power |  | 22 | RE | 1 | Electric Utility | N |  | N |  | N |  | N | X |  | Los Angeles Department of Water & Power | 11208 | CA | 34.5 |  |  | N
57081 | WGL Energy Systems, Inc | 61350 | MDFA Devens-Saratoga | 66 Saratoga Blvd. | Devens | MA | 1434 | Worcester | 42.5441 | -71.5988 | NPCC | ISNE | ISO New England Inc. |  | 22 | NR | 2 | IPP Non-CHP | N |  | N |  | N |  | N |  |  | Massachusetts Electric Co | 11804 | MA | 2.8 |  |  | N
61060 | Cypress Creek Renewables | 61351 | Bear Creek Solar | 12028 Siler City Glendon Rd | Bear Creek | NC | 27207 | Chatham | 35.5403 | -79.4491 | SERC | CPLE | Duke Energy Progress East |  | 22 | NR | 2 | IPP Non-CHP | N |  | Y | -6309 | N |  | N |  |  | Town of Princeton - (MA) | 15371 | MA | 24.9 |  |  | N
61060 | Cypress Creek Renewables | 61352 | Bondi Solar | 3195 Burney Town Rd | Kinston | NC | 28501 | Jones | 35.1341 | -77.5385 | SERC | CPLE | Duke Energy Progress East |  | 22 | NR | 2 | IPP Non-CHP | N |  | Y | -7582 | N |  | N |  |  | Jones-Onslow Elec Member Corp | 9837 | NC | 12.47 |  |  | N
60986 | Imperial Valley Solar 2, LLC | 61353 | Mount Signal Solar 2 | Brockman Road and State Hwy 98 | Calexico | CA | 92231 | Imperial | 32.6685 | -115.6292 | WECC | CISO | California Independent System Operator |  | 22 | NR | 2 | IPP Non-CHP | N |  | N |  | N |  | N |  |  | Southern California Edison Co | 17609 | CA | 230 |  |  | N
56990 | NJR Clean Energy Ventures Corporation | 61354 | Princeton Solar Project | 290 River Road | Princeton | NJ | 8540 | Mercer | 40.3797 | -74.6257 | RFC |  |  |  | 22 | NR | 2 | IPP Non-CHP | N |  | N |  | N |  | N |  |  | Public Service Elec & Gas Co | 15477 | NJ | 13.2 |  |  | N
60995 | Tarrant Regional Water District | 61355 | Arlington Outlet Hydroelectric Generator | 5251 Everman Kennedale | Fort Worth | TX | 76140 | Tarrant | 32.6391 | -97.2429 | TRE | ERCO | Electric Reliability Council of Texas, Inc. | Cedar Creek Reservoir | 22131 | NR | 4 | Commercial Non-CHP | N |  | N |  | N |  | N |  |  | Oncor Electric Delivery Company LLC | 44372 | TX | 4.16 |  |  | N
60996 | OEE XXV LLC | 61356 | Valfilm Wind Project | 12325 Township Road 99 | Findlay | OH | 45840 | Hancock | 41.0843 | -83.6441 | RFC | PJM | PJM Interconnection, LLC |  | 325211 | NR | 6 | Industrial Non-CHP | N |  | N |  | N |  | N |  |  | American Transmission Systems Inc | 56162 |  | 37.5 |  |  | N
60997 | Red Pine Wind Project, LLC | 61357 | Red Pine Wind Project | 2782 260th Ave | Ivanhoe | MN | 56142 | Lincoln | 44.478 | -96.1538 | MRO | MISO | Midcontinent Independent Transmission System Operator, Inc.. |  | 22 | NR | 2 | IPP Non-CHP | N |  | N |  | N |  | N |  |  | Northern States Power Co - Minnesota | 13781 | MN | 345 |  |  | N
60994 | IGS Solar I, LLC | 61358 | IGS Solar I - BWI5 | 5501 Holabird Avenue | Baltimore | MD | 21224 | Baltimore | 39.27 | -76.548 | RFC | PJM | PJM Interconnection, LLC |  | 22 | NR | 2 | IPP Non-CHP | N |  | Y | QF17-1256-000 | N |  | N |  |  | Baltimore Gas & Electric Co | 1167 | MD | 26.4 |  |  | N
60994 | IGS Solar I, LLC | 61359 | IGS Solar I - EWR5 | 301 Blair Rd | Avenel | NJ | 7001 | Middlesex | 40.582 | -74.255 | RFC | PJM | PJM Interconnection, LLC |  | 22 | NR | 2 | IPP Non-CHP | N |  | Y | QF17-1257-000 | N |  | N |  |  | Public Service Elec & Gas Co | 15477 | NJ | 26.4 |  |  | N
60994 | IGS Solar I, LLC | 61360 | IGS Solar I - EWR6 | 275 Omar Avenue | Avenel | NJ | 7001 | Middlesex | 40.583 | -74.257 | RFC | PJM | PJM Interconnection, LLC |  | 22 | NR | 2 | IPP Non-CHP | N |  | Y | QF17-1258-000 | N |  | N |  |  | Public Service Elec & Gas Co | 15477 | NJ | 26.4 |  |  | N
60998 | Utica Aero Solar Max | 61361 | Utica Aero Solar Max PV | Ginger Hill Rd | Utica | OH | 43080 | Licking | 40.2089 | -82.4281 | RFC | PJM | PJM Interconnection, LLC |  | 22 | NR | 2 | IPP Non-CHP | N |  | N |  | N |  | N |  |  | Ohio Power Co | 14006 | OH | 12.47 |  |  | N
54888 | NRG Texas Power LLC | 61362 | NRG Elbow Creek Energy Storage Project | 1003 FM 818 W. | Big Spring | TX | 79720 | Howard | 32.1676 | -101.4792 | TRE | ERCO | Electric Reliability Council of Texas, Inc. |  | 22 | NR | 2 | IPP Non-CHP | N |  | N |  | N |  | N |  |  | Sharyland Utilities LP | 17008 | TX | 12.47 |  |  | Y
61000 | Equuleus Community Solar Gardens, LLC | 61363 | Equuleus Community Solar Gardens | 4421 160th St. East | Rosemount | MN | 55068 | Dakota | 44.7261 | -93.0227 | MRO | MISO | Midcontinent Independent Transmission System Operator, Inc.. |  | 22 | NR | 2 | IPP Non-CHP | N |  | N |  | N |  | N |  |  | Northern States Power Co - Minnesota | 13781 | MN | 34.5 |  |  | N
61001 | Hu Honua Bioenergy, LLC | 61364 | Hu Honua Bioenergy Facility | TBD | Pepeekeo | HI | 96783 | Hawaii | 19.8435 | -155.0871 |  | HECO | Hawaiian Electric Co Inc | Wells | 22 | NR | 2 | IPP Non-CHP | N |  | Y | 440107 | Y | 440107 | N |  |  | Hawaii Electric Light Co Inc | 8287 | HI | 69 |  |  | N
16609 | San Diego Gas & Electric Co | 61365 | Fallbrook Energy Storage | 1405 East Mission Road | Fallbrook | CA | 92028 | San Diego | 33.3842 | -117.2353 | WECC | CISO | California Independent System Operator |  | 22 | RE | 1 | Electric Utility | N |  | N |  | N |  | N | X |  | San Diego Gas & Electric Co | 16609 | CA | 69 |  |  | Y
16609 | San Diego Gas & Electric Co | 61366 | Top Gun Energy Storage | 6875 Consolidated Way | San Diego | CA | 92121 | San Diego | 32.8762 | -117.1678 | WECC | CISO | California Independent System Operator |  | 22 | RE | 1 | Electric Utility | N |  | N |  | N |  | N | X |  | San Diego Gas & Electric Co | 16609 | CA | 69 |  |  | Y
57319 | Constellation Solar Massachusetts LLC | 61367 | Smith & Wesson at Springfield MA PV | 2100 Roosevelt Avenue | Springfield | MA | 1104 | Hampden | 42.1379 | -72.5509 | NPCC | ISNE | ISO New England Inc. |  | 22 | NR | 2 | IPP Non-CHP | N |  | Y | QF17-1278-000 | N |  | N |  |  | Western Massachusetts Electric Company | 20455 | MA | 13.8 |  |  | N
61004 | Midway Solar LLC | 61368 | Midway Solar - TX | FM highway 1901 at CO-OP Road | Fort Stockton | TX | 79735 | Pecos | 30.9955 | -102.2235 | TRE |  |  |  | 22 | NR | 2 | IPP Non-CHP | N |  | N |  | N |  | N |  |  | PacifiCorp | 14354 | WY |  |  |  | N
61005 | Sweetwater Solar LLC | 61369 | Sweetwater Solar | TBD | Green River | WY | 82935 | Sweetwater | 41.6291 | -109.6835 | WECC |  |  |  | 22 | NR | 2 | IPP Non-CHP | N |  | N |  | N |  | N |  |  | Oncor Electric Delivery Company LLC | 44372 | TX |  |  |  | N
61060 | Cypress Creek Renewables | 61370 | Walnut Springs Solar | 563 Farm Road 203 | Walnut Springs | TX | 76690 | Bosque | 32.0787 | -97.7685 | TRE | ERCO | Electric Reliability Council of Texas, Inc. |  | 22 | NR | 2 | IPP Non-CHP | N |  | Y | 46028 | N |  | N |  |  | Texas-New Mexico Power Co | 40051 | TX | 22 |  |  | N
61009 | LSE Centaurus LLC | 61371 | Centaurus Solar - MA | 175 Butterfield Dr | Ashland | MA | 1721 | Middlesex | 42.253 | -71.426 | NPCC | ISNE | ISO New England Inc. |  | 22 | NR | 2 | IPP Non-CHP | N |  | Y | QF17-179-0000 | N |  | N |  |  | NSTAR Electric Company | 54913 | MA | 13.8 |  |  | N
61010 | Ord Mountain Solar, LLC | 61372 | Ord Mountain Solar | 33321 Desert Ln. | Lucerne Valley | CA | 92356 | San Bernardino | 34.5584 | -116.9354 | WECC | CISO | California Independent System Operator |  | 22 | NR | 2 | IPP Non-CHP | N |  | N |  | N |  | N |  |  | Southern California Edison Co | 17609 | CA | 230 |  |  | Y
61011 | Kearsarge Bellingham LLC | 61373 | Kearsarge Bellingham PV | 119 South Maple Street | Bellingham | MA | 2019 | Norfolk | 42.0712 | -71.4586 | NPCC | ISNE | ISO New England Inc. |  | 22 | NR | 2 | IPP Non-CHP | N |  | Y | QF-17-221-000 | N |  | N |  |  | Massachusetts Electric Co | 11804 | MA | 13.8 |  |  | N
61021 | Hecate Energy Clarke County, LLC | 61374 | Clarke Solar Power Facility | 522 Highway and Doubletoll Gat | White Post | VA | 22663 | Clarke | 39.0648 | -78.1382 | RFC | PJM | PJM Interconnection, LLC |  | 22 | RE | 1 | Electric Utility | N |  | Y | QF17-862-000 | N |  |  |  |  | Rappahannock Electric Coop | 40228 | VA | 34.5 |  |  | N
61022 | Hecate Energy Cherrydale LLC | 61375 | Cherrydale Solar Power Facility | 15446 Seaside Rd | Cape Charles | VA | 23310 | Northampton | 37.3694 | -75.9141 | RFC | PJM | PJM Interconnection, LLC |  | 22 | RE | 1 | Electric Utility | N |  | Y | QF17-861-000 | N |  |  |  |  | Old Dominion Electric Coop | 40229 |  | 69 |  |  | N
61012 | AES Distributed Energy | 61376 | Cedar Creek PV | 3340 Merrick Road | Seaford | NY | 11783 | Nassau | 40.6489 | -73.5067 | NPCC | NYIS | New York Independent System Operator |  | 22 | NR | 2 | IPP Non-CHP | N |  | Y | QF15-833 | N |  | N |  |  | Long Island Power Authority | 11171 | NY | 13.2
61012 | AES Distributed Energy | 61377 | Amazon - Patterson PV | 255 Park Center Drive | Patterson | CA | 95363 | Stanislaus | 37.4689 | -121.1663 | WECC | BANC | Balancing Authority of Northern California |  | 22 | NR | 2 | IPP Non-CHP | N |  | Y | QF17-412 | N |  | N |  |  | Pacific Gas & Electric Co | 14328 | CA | 12 |  |  | N
61013 | Northern Westchester Hospital | 61378 | Northern Westchester Hospital | 400 East Main Street | Mount Kisco | NY | 10549 | Westchester | 41.1968 | -73.7257 | NPCC | NYIS | New York Independent System Operator |  | 622 | NR | 4 | Commercial Non-CHP | N |  | N |  | N |  | N |  |  | New York State Elec & Gas Corp | 13511 | NY |  |  |  | N | CONSOLIDATED EDISON NEW YORK INC |  |  |  |  | N
61014 | DodgeSun, LLC | 61379 | DodgeSun | 27235 625th St. | Kasson | MN | 55944 | Dodge | 44.0404 | -92.69 | MRO | MISO | Midcontinent Independent Transmission System Operator, Inc.. |  | 22 | NR | 2 | IPP Non-CHP | N |  | N |  | N |  | N |  |  | Northern States Power Co - Minnesota | 13781 | MN | 12.5 |  |  | N
61015 | ETCAP NES CS MN 08 LLC | 61380 | Johnson Solar | 437 140th Ave | Edgerton | MN | 56178 | Pipestone | 43.9121 | -96.187 | MRO | MISO | Midcontinent Independent Transmission System Operator, Inc.. |  | 22 | NR | 2 | IPP Non-CHP | N |  | N |  | N |  | N |  |  | Northern States Power Co - Minnesota | 13781 | MN | 24.9 |  |  | N
61016 | SunE Koppelman 1, LLC | 61381 | Koppelman Sun | 22262 604th Ave. | Eagle Lake | MN | 56024 | Blue Earth | 44.1826 | -93.8763 | MRO | MISO | Midcontinent Independent Transmission System Operator, Inc.. |  | 22 | NR | 2 | IPP Non-CHP | N |  | N |  | N |  | N |  |  | Northern States Power Co - Minnesota | 13781 | MN | 12.5 |  |  | N
61017 | Lindstrom CSG 1, LLC | 61382 | Lindstrom Solar | 25501 Olinda Trail | Lindstrom | MN | 55045 | Chisago | 45.3199 | -92.7966 | MRO | MISO | Midcontinent Independent Transmission System Operator, Inc.. |  | 22 | NR | 2 | IPP Non-CHP | N |  | N |  | N |  | N |  |  | Northern States Power Co - Minnesota | 13781 | MN | 12.5 |  |  | N
61018 | SunE Rengstorf 1, LLC | 61383 | Rengstorf Solar | 51298 Co Rd 21 | Coutland | MN | 56021 | Nicollet | 44.2595 | -94.2891 | MRO | MISO | Midcontinent Independent Transmission System Operator, Inc.. |  | 22 | NR | 2 | IPP Non-CHP | N |  | N |  | N |  | N |  |  | Northern States Power Co - Minnesota | 13781 | MN | 12.5 |  |  | N
61019 | SunE St. Cloud 1, LLC | 61384 | St. Cloud Solar | 24588 Franklin Road | St. Cloud | MN | 56301 | Stearns | 45.4774 | -94.1213 | MRO | MISO | Midcontinent Independent Transmission System Operator, Inc.. |  | 22 | NR | 2 | IPP Non-CHP | N |  | N |  | N |  | N |  |  | Northern States Power Co - Minnesota | 13781 | MN | 12.5 |  |  | N
59370 | ENERGYneering Solutions, Inc | 61385 | Georgia LFG Oak Grove Plant | 967 Carl Bethlehem Rd | Winder | GA | 30680 | Barrow | 33.965 | -83.7656 | SERC | SOCO | Southern Company Services, Inc. - Trans |  | 22 | NR | 2 | IPP Non-CHP | N |  | Y | 16-708-000 | N |  | N |  |  | Georgia Power Co | 7140 | GA | 24.9 |  |  | N
59370 | ENERGYneering Solutions, Inc | 61386 | Georgia LFG Pine Ridge Plant | 105 Bailey Jester RD | Griffin | GA | 30223 | Spalding | 33.2442 | -84.122 | SERC | SOCO | Southern Company Services, Inc. - Trans |  | 22 | NR | 2 | IPP Non-CHP | N |  | Y | 16-709-000 | N |  | N |  |  | Georgia Power Co | 7140 | GA | 115 |  |  | N
59370 | ENERGYneering Solutions, Inc | 61387 | Georgia LFG Richland Creek Plant | 5691 S. Richland Creek RD | Buford | GA | 30288 | Gwinnett | 34.1271 | -84.0334 | SERC | SOCO | Southern Company Services, Inc. - Trans |  | 22 | NR | 2 | IPP Non-CHP | N |  | Y | 16-710-000 | N |  | N |  |  | Georgia Power Co | 7140 | GA | 115 |  |  | N
60571 | AEP Onsite Partners | 61388 | AEP Jacksonville Solar Project | 2600 Arnold Road | Duval | FL | 32218 | Duval | 30.5236 | -81.6864 | FRCC | JEA | JEA |  | 22 | NR | 2 | IPP Non-CHP | N |  | Y | QF17-994 | N |  | N |  |  | JEA | 9617 | FL | 27 |  |  | N
60571 | AEP Onsite Partners | 61389 | Letchworth Solar Project | 5550 School Rd | Gainesville | NY | 14406 | Wyoming | 42.619 | -78.1795 | NPCC | NYIS | New York Independent System Operator |  | 22 | NR | 2 | IPP Non-CHP | N |  | Y | QF17-995 | N |  | N |  |  | New York State Elec & Gas Corp | 13511 | NY | 12.6 |  |  | N
59380 | Enel Green Power NA, Inc. | 61390 | Pomerado Energy Storage, LLC | Stowe Drive (APN 317-810-29-00 | Poway | CA | 92064 | San Diego | 32.94 | -117.04 | WECC | CISO | California Independent System Operator |  | 22 | NR | 2 | IPP Non-CHP | N |  | N |  | N |  | N |  |  | San Diego Gas & Electric Co | 16609 | CA | 12 |  |  | N
61029 | Upper Michigan Energy Resources Company | 61391 | A.J. Mihm Generating Station | 16017 Sarya Road | Pelkie | MI | 49958 | Baraga | 46.7927 | -88.614 | RFC | MISO | Midcontinent Independent Transmission System Operator, Inc.. |  | 22 | RE | 1 | Electric Utility | N |  | N |  | N |  | N | X |  | American Transmission Co | 659 |  | 138 |  |  | N
61029 | Upper Michigan Energy Resources Company | 61392 | F.D. Kuester Generating Station | 80 Eagle Mills Road | Negaunee | MI | 49866 | Marquette | 46.5127 | -87.5107 | RFC | MISO | Midcontinent Independent Transmission System Operator, Inc.. |  | 22 | RE | 1 | Electric Utility | N |  | N |  | N |  | N | X |  | American Transmission Co | 659 |  | 138 |  |  | N
61033 | Boswell Wind Project I, LLC | 61393 | Boswell Wind I | TBD | Rpcl Rover | WY | 82070 | Albany | 41.919 | -105.869 | WECC | PACE | PacifiCorp - East |  | 22 | NR | 2 | IPP Non-CHP | N |  | Y | 16-306-000 | N |  | N |  |  | PacifiCorp | 14354 | WY | 230 |  |  | N
61034 | Boswell Wind Project II, LLC | 61394 | Boswell Wind II | TBD | Rock River | WY | 82070 | Albany | 41.869 | -105.832 | WECC | PACE | PacifiCorp - East |  | 22 | NR | 2 | IPP Non-CHP | N |  | Y | 16-307-000 | N |  | N |  |  | PacifiCorp | 14354 | WY | 230 |  |  | N
61035 | Boswell Wind Project III, LLC | 61395 | Boswell Wind III | TBD | Rock River | WY | 82070 | Albany | 41.923 | -105.792 | WECC | PACE | PacifiCorp - East |  | 22 | NR | 2 | IPP Non-CHP | N |  | Y | 16-309-000 | N |  | N |  |  | PacifiCorp | 14354 | WY | 230 |  |  | N
61036 | Boswell Wind Project IV, LLC | 61396 | Boswell Wind IV | TBD | Rock River | WY | 82070 | Albany | 41.912 | -105.752 | WECC | PACE | PacifiCorp - East |  | 22 | NR | 2 | IPP Non-CHP | N |  | Y | 16-308-000 | N |  | N |  |  | PacifiCorp | 14354 | WY | 230 |  |  | N
61032 | Constellation Solar Georgia 2, LLC | 61397 | Georgia Power at Jakin GA PV | 290 Hunter Road | Jakin | GA | 39861 | Early | 31.138 | -85.031 | SERC | SOCO | Southern Company Services, Inc. - Trans |  | 22 | NR | 2 | IPP Non-CHP | N |  | Y | QF17-1413-000 | N |  | N |  |  | Georgia Power Co | 7140 | GA | 12.47 |  |  | N
61025 | LSE Canis Major LLC | 61398 | Canis Major Solar Farm | 138 Wendover Road | Suffield | CT | 6078 | Hartford | 42.009 | -72.65 | NPCC | ISNE | ISO New England Inc. |  | 22 | NR | 2 | IPP Non-CHP | N |  | N |  | N |  | N |  |  | Connecticut Light & Power Co | 4176 | CT | 13.8 |  |  | N
61028 | LSE Cassiopeia LLC | 61399 | Ashby Duffy Solar Farm | 1130 Main Street | Ashby | MA | 1431 | Middlesex | 42.68 | -71.83 | NPCC | ISNE | ISO New England Inc. |  | 22 | NR | 2 | IPP Non-CHP | N |  | Y | QF17-1449-000 | N |  | N |  |  | Fitchburg Gas & Elec Light Co | 6374 | MA | 13.8 |  |  | N
61030 | Bluegrove Wind, LLC | 61400 | Bluegrove Wind | TBD | Henrietta | TX | 76365 | Clay | 33.6858 | -98.2726 | TRE | ERCO | Electric Reliability Council of Texas, Inc. |  | 22 | NR | 2 | IPP Non-CHP | N |  | N |  | N |  | N |  |  | Oncor Electric Delivery Company LLC | 44372 | TX | 138 |  |  | N
61031 | Byers Wind, LLC | 61401 | Byers Wind | TBD | Wichita Falls | TX | 76305 | Clay | 33.9768 | -98.2052 | TRE | ERCO | Electric Reliability Council of Texas, Inc. |  | 22 | NR | 2 | IPP Non-CHP | N |  | N |  | N |  | N |  |  | Oncor Electric Delivery Company LLC | 44372 | TX | 345 |  |  | N
61037 | Foard City Wind, LLC | 61402 | Foard City Wind | TBD | Crowell | TX | 79227 | Foard | 33.9153 | -99.7403 | TRE | ERCO | Electric Reliability Council of Texas, Inc. |  | 22 | NR | 2 | IPP Non-CHP | N |  | N |  | N |  | N |  |  | AEP Texas North Company | 20404 | TX | 345 |  |  | N
61024 | Deep Branch Farm, LLC | 61403 | Deep Branch Farm | 418 S Jones Street | Pembroke | NC | 28372 | Robeson | 34.6708 | -79.1994 | SERC | CPLE | Duke Energy Progress East |  | 22 | NR | 2 | IPP Non-CHP | N |  | Y | QF15-280-000 | N |  | N |  |  | Duke Energy Progress - (NC) | 3046 | NC | 23 |  |  | N
61039 | Pikeville Farm, LLC | 61404 | Pikeville Farm | 4514-U North US 117 Hwy | Pikeville | NC | 27863 | Wayne | 35.4782 | -77.9792 | SERC | CPLE | Duke Energy Progress East |  | 22 | NR | 2 | IPP Non-CHP | N |  | Y | QF 14-431-000 | N |  | N |  |  | Duke Energy Progress - (NC) | 3046 | NC | 23 |  |  | N
61040 | Moorings Farm 2, LLC | 61405 | Moorings Farm 2 | 3000 Promise Land Road | New Hope | NC | 28551 | Lenoir | 35.3057 | -77.8289 | SERC | CPLE | Duke Energy Progress East |  | 22 | NR | 2 | IPP Non-CHP | N |  | Y | QF 15-60-000 | N |  | N |  |  | Duke Energy Progress - (NC) | 3046 | NC | 23 |  |  | N
58695 | Coronal Development Services | 61406 | Essex Solar Center | Tidewater Trail | Dunnsville | VA | 22454 | Essex | 37.8341 | -76.8 | SERC | PJM | PJM Interconnection, LLC |  | 22 | NR | 2 | IPP Non-CHP | N |  | Y | 701681 | N |  | N |  |  | Virginia Electric & Power Co | 19876 | VA | 34.5 |  |  | N
61042 | Cottonwood Wind Project | 61407 | Cottonwood Wind Energy Center | 2045 Road 1800 | Blue Hill | NE | 68930 | Webster | 40.2402 | -98.406 | SPP | SWPP | Southwest Power Pool |  | 22 | NR | 2 | IPP Non-CHP | N |  | N |  | N |  | N |  |  | Nebraska Public Power District | 13337 | NE | 115 |  |  | N
61043 | LSE Canis Minor LLC | 61408 | Canis Minor Solar Farm | 31 New Hartford Road | Barkhamsted | CT | 6063 | Litchfield | 41.893 | -72.986 | NPCC | ISNE | ISO New England Inc. |  | 22 | NR | 2 | IPP Non-CHP | N |  | N |  | N |  | N |  |  | Connecticut Light & Power Co | 4176 | CT | 23 |  |  | N
61060 | Cypress Creek Renewables | 61409 | Highway 56 Solar | 16480 Hwy 56 | Sherman | TX | 75092 | Grayson | 33.6144 | -96.6904 | TRE | ERCO | Electric Reliability Council of Texas, Inc. |  | 22 | NR | 2 | IPP Non-CHP | N |  | Y | 17-1275-000 | N |  | N |  |  | Oncor Electric Delivery Company LLC | 44372 | TX | 12.47 |  |  | N
61060 | Cypress Creek Renewables | 61410 | Whitesboro Solar | 4899 FM 901 | Whitesboro | TX | 76273 | Grayson | 33.6165 | -96.8687 | TRE | ERCO | Electric Reliability Council of Texas, Inc. |  | 22 | NR | 2 | IPP Non-CHP | N |  | Y | 17-1276-000 | N |  | N |  |  | Oncor Electric Delivery Company LLC | 44372 | TX | 12.47 |  |  | N
61060 | Cypress Creek Renewables | 61411 | Whitesboro Solar II | 4899 FM 901 | Whitesboro | TX | 76273 | Grayson | 33.6249 | -96.8675 | TRE | ERCO | Electric Reliability Council of Texas, Inc. |  | 22 | NR | 2 | IPP Non-CHP | N |  | Y | 17-1277-000 | N |  | N |  |  | Oncor Electric Delivery Company LLC | 44372 | TX | 12.47 |  |  | N
58695 | Coronal Development Services | 61412 | Latitude Solar Center | 1630 Whiteville-Newcastle Rd | Whiteville | TN | 38075 | Hardeman | 35.3064 | -89.1675 | SERC | TVA | Tennessee Valley Authority |  | 22 | NR | 2 | IPP Non-CHP | N |  | N |  | N |  | N |  |  | Tennessee Valley Authority | 18642 | TN | 13.2 |  |  | N
61049 | NYC-HH Coney Island Hospital | 61413 | NYC-HH - CONEY ISLAND HOSPITAL | 2601 Ocean Parkway | Brooklyn | NY | 11235 | Kings | 40.5855 | -73.9656 | NPCC | NYIS | New York Independent System Operator |  | 622 | NR | 4 | Commercial Non-CHP | N |  | N |  | N |  | N |  |  | Consolidated Edison Co-NY Inc | 4226 | NY | 0.63 |  |  | N
61050 | The NY Times Production Facility | 61414 | NY Times Daily Production Facility | 1 New YOrk Times Plz | Flushing | NY | 11354 | Queens | 40.7754 | -73.8309 | NPCC | NYIS | New York Independent System Operator |  | 323 | NR | 6 | Industrial Non-CHP | N |  | N |  | N |  | N |  |  | Consolidated Edison Co-NY Inc | 4226 | NY | 4.16 |  |  | N
20326 | Town of West Boylston - (MA) | 61415 | West Boylston Community Shared Solar | 225 Shrewsbury Street | West Boylston | MA | 1583 | Worcester | 42.3314 | -71.7711 | NPCC | ISNE | ISO New England Inc. |  | 22 | RE | 1 | Electric Utility | N |  | N |  | N |  | N | X |  | Town of West Boylston - (MA) | 20326 | MA | 13.8 |  |  | N
61053 | Mount Sinai Hospital | 61416 | Mount Sinai Hospital | 1 Gustave L Levy Pl | New York | NY | 10029 | New York | 40.79 | -73.9537 | NPCC | NYIS | New York Independent System Operator |  | 622 | NR | 4 | Commercial Non-CHP | N |  | N |  | N |  | N | X |  | Consolidated Edison Co-NY Inc | 4226 | NY | 0.48 |  |  | N | [5 empty] | N
61054 | Fluvanna Wind Energy 2 LLC | 61417 | Gopher Creek Wind Farm | TBD | Fluvanna | TX | 79517 | Borden | 32.8751 | -101.209 | TRE | ERCO | Electric Reliability Council of Texas, Inc. |  | 22 | NR | 2 | IPP Non-CHP | N |  | N |  | N |  | N | X |  | Oncor Electric Delivery Company LLC | 44372 | TX | 138 |  |  | N
60059 | ZGlobal Inc | 61418 | Valencia 1 Solar CA | 5376 Martin Road | Westmorland | CA | 92281 | Imperial | 33.0436 | -115.6278 | WECC | IID | Imperial Irrigation District |  | 22 | NR | 2 | IPP Non-CHP | N |  | Y | 17-1427-000 | N |  | N | X |  | Imperial Irrigation District | 9216 | CA | 12.47 |  |  | N
61058 | One Ten Partner, LLC | 61419 | One Ten Partners PV | 40177 110th St. East | Palmdale | CA | 93591 | Los Angeles | 34.6156 | -117.9366 | WECC | CISO | California Independent System Operator |  | 22 | NR | 2 | IPP Non-CHP | N |  | Y | QF16-1049-000 | N |  | N | X |  | Southern California Edison Co | 17609 | CA | 12.47 |  |  | N
60059 | ZGlobal Inc | 61420 | Merced 1 PV | 20685 Ortigalita Rd | Los Banos | CA | 93635 | Merced | 36.9895 | -120.8781 | WECC | CISO | California Independent System Operator |  | 22 | NR | 2 | IPP Non-CHP | N |  | N |  | N |  | N | X |  | Pacific Gas & Electric Co | 14328 | CA | 12 |  |  | N
60059 | ZGlobal Inc | 61421 | Madera 1 PV | 20995 Avenue 21 | Madera | CA | 93638 | Madera | 37.0565 | -120.167 | WECC | CISO | California Independent System Operator |  | 22 | NR | 2 | IPP Non-CHP | N |  | N |  | N |  |  |  |  | Pacific Gas & Electric Co | 14328 | CA | 12 |  |  | N
58468 | Dominion Renewable Energy | 61422 | Southampton Solar, LLC | 20515 General Thomas Highway | Newsoms | VA | 23874 | Southampton | 36.614 | -77.166 | SERC | PJM | PJM Interconnection, LLC |  | 22 | NR | 2 | IPP Non-CHP | N |  | N |  | N |  |  |  |  | Virginia Electric & Power Co | 19876 | VA |  |  |  | N
60853 | ET CAP OR HOLDINGS LLC | 61423 | OR Solar 5, LLC | 21439 Highway 39 S | Merrill | OR | 97633 | Klamath | 42.0303 | -121.6116 | WECC | PACW | PacifiCorp - West |  | 22 | NR | 2 | IPP Non-CHP | N |  | Y | QF15-733-000, QF15-733-001, QF15-733-002 | N |  |  |  |  | PacifiCorp | 14354 | OR | 12 |  |  | N
60853 | ET CAP OR HOLDINGS LLC | 61424 | OR Solar 8, LLC | 1050 Mitchell Road | Dairy | OR | 97625 | Klamath | 42.2389 | -121.5858 | WECC | PACW | PacifiCorp - West |  | 22 | NR | 2 | IPP Non-CHP | N |  | Y | QF15-736-000, QF15-736-001, QF15-736-002 | N |  |  |  |  | PacifiCorp | 14354 | OR | 12 |  |  | N
15257 | Poudre Valley Associated Services, Inc. | 61425 | Coyote Ridge Community Solar | 5887 S Taft Hill Rd | Fort Collins | CO | 80526 | Larimer | 40.501 | -105.1314 | WECC | WACM | Western Area Power Administration - Rocky Mountain Region |  | 22 | RE | 1 | Electric Utility | N |  | N |  | N |  | N | X |  | Poudre Valley Associated Services, Inc. | 15257 | CO | 12.47 |  |  | N
60520 | SoCore Energy LLC | 61426 | Gopher CSG | 1080 1st St. | Taylor Falls | MN | 55084 | Chisago | 45.3986 | -92.6792 | MRO | MISO | Midcontinent Independent Transmission System Operator, Inc.. |  | 22 | NR | 2 | IPP Non-CHP | N |  | Y | 17-1504-000 | N |  |  |  |  | Northern States Power Co - Minnesota | 13781 | MN | 34.5 |  |  | N
60520 | SoCore Energy LLC | 61427 | Richmond CSG | 23206 County Rd 9 | Richmond | MN | 56368 | Stearns | 45.4586 | -94.5138 | MRO | MISO | Midcontinent Independent Transmission System Operator, Inc.. |  | 22 | NR | 2 | IPP Non-CHP | N |  | N |  | N |  |  |  |  | Northern States Power Co - Minnesota | 13781 | MN | 13.8 |  |  | N
60520 | SoCore Energy LLC | 61428 | Taylor Falls CSG | 495 Herberg Rd | Taylor Falls | MN | 55084 | Chisago | 45.3918 | -92.6843 | MRO | MISO | Midcontinent Independent Transmission System Operator, Inc.. |  | 22 | NR | 2 | IPP Non-CHP | N |  | Y | QF17-1505-000 | N |  |  |  |  | Northern States Power Co - Minnesota | 13781 | MN | 34.5 |  |  | N
60281 | Altus Power America Management, LLC | 61429 | Big George PV | Federal Furnace Road | Plymouth | MA | 2360 | Plymouth | 41.9023 | -70.7161 | NPCC | IS | ISO New England Inc. |  | 22 | NR | 2 | IPP Non-CHP | N |  | N |  | N |  | N | X |  | Eversource | 59497 | MA | 23 |  |  | N
60853 | ET CAP OR HOLDINGS LLC | 61430 | OR Solar 6, LLC | 19250, Roberta Road | Lakeview | OR | 97630 | Lake | 42.209 | -120.3678 | WECC | PACW | PacifiCorp - West |  | 22 | NR | 2 | IPP Non-CHP | N |  | Y | QF15-734-000, QF15-734-001, QF15-734-002 | N | [7 empty] | 12 |  |  | N
11208 | Los Angeles Department of Water & Power | 61431 | Beacon BESS 1 | 29956 Highway 14 | Cantil | CA | 95319 | Kern | 35.2565 | -118.0275 | WECC | LDWP | Los Angeles Department of Water and Power |  | 22 | RE | 1 | Electric Utility | N |  | N |  | N |  |  |  |  | Los Angeles Department of Water & Power | 11208 | CA | 34.5 |  |  | Y
58519 | Clean Energy Collective LLC | 61432 | SCE&G Curie CSG | 606 Bamberg Hwy | Hampton | SC | 29924 | Hampton | 32.89 | -81.106 | SERC | SCEG | South Carolina Electric & Gas Company |  | 22 | RE | 1 | Electric Utility | N |  | Y | 16-674-000 | N |  |  |  |  | South Carolina Electric&Gas Company | 17539 | SC | 7.2 |  |  | N
58519 | Clean Energy Collective LLC | 61433 | SCE&G Nimitz CSG | 1105 Fordville Road | Ridgeland | SC | 29936 | Jasper | 33.491 | -81.297 | SERC | SCEG | South Carolina Electric & Gas Company |  | 22 | RE | 1 | Electric Utility | N |  | Y | 16-529-000 | N |  |  |  |  | South Carolina Electric&Gas Company | 17539 | SC | 13.8 |  |  | N
58519 | Clean Energy Collective LLC | 61434 | SCE&G Springfield CSG | 1538 Springfield Road | Springfield | SC | 29146 | Orangeburg | 33.491 | -81.297 | SERC | SCEG | South Carolina Electric & Gas Company |  | 22 | RE | 1 | Electric Utility | N |  | Y | 16-314-001 | N |  |  |  |  | South Carolina Electric&Gas Company | 17539 | SC | 7.2 |  |  | N
60370 | DG AMP Solar, LLC | 61435 | DG AMP Solar Coldwater | 77 Hooker St | Coldwater | MI | 49036 | Branch | 41.9341 | -84.9972 | RFC | MISO | Midcontinent Independent Transmission System Operator, Inc.. |  | 22 | NR | 2 | IPP Non-CHP | N |  | N |  | N |  |  |  |  | Coldwater Board of Public Util | 3915 | MI | 13.8 |  |  | N
60370 | DG AMP Solar, LLC | 61436 | DG AMP Solar Orrville 3 | 183-185 Allen Drive | Orrville | OH | 44667 | Wayne | 40.8564 | -81.7595 | RFC | PJM | PJM Interconnection, LLC |  | 22 | NR | 2 | IPP Non-CHP | N |  | N |  | N |  |  |  |  | City of Orrville - (OH) | 14194 | OH | 13.2 |  |  | N
60370 | DG AMP Solar, LLC | 61437 | DG AMP Solar Versailles | Near 350 Grand Ave | Versailles | OH | 45380 | Darke | 40.2207 | -84.4978 | RFC | PJM | PJM Interconnection, LLC |  | 22 | NR | 2 | IPP Non-CHP | N |  | N |  | N |  |  |  |  | Village of Versailles - (OH) | 19805 | OH | 12.47 |  |  | N
60370 | DG AMP Solar, LLC | 61438 | DG AMP Solar Jackson Center | Jerry Drive | Jackson Center | OH | 45334 | Shelby | 40.445 | -84.0472 | RFC | PJM | PJM Interconnection, LLC |  | 22 | NR | 2 | IPP Non-CHP | N |  | N |  | N |  |  |  |  | Village of Jackson Center - (OH) | 9572 | OH | 12.47 |  |  | N
61061 | Panasonic Battery Project | 61439 | Panasonic Carport Solar | 6157 N Panasonic Way | Denver | CO | 80249 | Adams | 39.8087 | -104.7815 | WECC | PSCO | Public Service Company of Colorado |  | 22 | RE | 1 | Electric Utility | N |  | N |  | N |  |  |  |  | Public Service Co of Colorado | 15466 | CO | 13.2 |  |  | Y
61062 | Denver Braswell | 61441 | Denver Braswell PV | Woodmen Road | Moultrie | GA | 31768 | Colquitt | 31.3 | -83.8 | SERC | SOCO | Southern Company Services, Inc. - Trans |  | 22 | NR | 2 | IPP Non-CHP | N |  | Y | QF17-1532 | N |  |  |  |  | Georgia Power Co | 7140 | GA | 12.47 |  |  | N
61070 | Foundation CA Fund IX Manager, LLC | 61442 | Foundation California Training Facility | Highway 101 North | Soledad | CA | 93960 | Monterey | 36.464 | -121.382 | WECC | CISO | California Independent System Operator |  | 22 | NR | 2 | IPP Non-CHP | N |  | Y | QF 18-3-000 | N |  |  |  |  | Pacific Gas & Electric Co | 14328 | CA | 4.16 |  |  | N
61070 | Foundation CA Fund IX Manager, LLC | 61443 | Foundation Mann Packing | 49 Katherine Street | Gonzales | CA | 93926 | Monterey | 36.504 | -121.454 | WECC | CISO | California Independent System Operator |  | 22 | NR | 2 | IPP Non-CHP | N |  | Y | QF 18-5-000 | N |  |  |  |  | Pacific Gas & Electric Co | 14328 | CA | 12 |  |  | N
61070 | Foundation CA Fund IX Manager, LLC | 61444 | Foundation SaIinas Valley State Prison | 31625 Highway 101 | Soledad | CA | 93960 | Monterey | 36.474 | -121.371 | WECC | CISO | California Independent System Operator |  | 22 | NR | 2 | IPP Non-CHP | N |  | Y | QF 18-4-000 | N |  |  |  |  | Pacific Gas & Electric Co | 14328 | CA | 4.16 |  |  | N
61069 | RE Gaskell West LLC | 61445 | RE Gaskell West 1 LLC | 23555 Gaskell Road | Rosamond | CA | 93560 | Kern | 34.8349 | -188.5512 | WECC | CISO | California Independent System Operator |  | 22 | NR | 2 | IPP Non-CHP | N |  | N |  | N |  |  |  |  | Southern California Edison Co | 17609 | CA | 230 |  |  | Y
61069 | RE Gaskell West LLC | 61446 | RE Gaskell West 2 LLC | 23555 Gaskell Road | Rosamond | CA | 93560 | Kern | 34.8349 | -118.5512 | WECC | CISO | California Independent System Operator |  | 22 | NR | 2 | IPP Non-CHP | N |  | N |  | N |  |  |  |  | Southern California Edison Co | 17609 | CA | 230 |  |  | Y
61069 | RE Gaskell West LLC | 61447 | RE Gaskell West 3 LLC | 23555 Gaskell Road | Rosamond | CA | 93560 | Kern | 34.8349 | -118.5512 | WECC | CISO | California Independent System Operator |  | 22 | NR | 2 | IPP Non-CHP | N |  | N |  | N |  |  |  |  | Southern California Edison Co | 17609 | CA | 230 |  |  | Y
61069 | RE Gaskell West LLC | 61448 | RE Gaskell West 4 LLC | 23555 Gaskell Road | Rosamond | CA | 93560 | Kern | 34.8349 | -118.5512 | WECC | CISO | California Independent System Operator |  | 22 | NR | 2 | IPP Non-CHP | N |  | N |  | N |  |  |  |  | Southern California Edison Co | 17609 | CA | 230 |  |  | Y
61069 | RE Gaskell West LLC | 61449 | RE Gaskell West 5 LLC | 23555 Gaskell Road | Rosamond | CA | 93560 | Kern | 34.8349 | -118.5512 | WECC | CISO | California Independent System Operator |  | 22 | NR | 2 | IPP Non-CHP | N |  | N |  | N |  |  |  |  | Southern California Edison Co | 17609 | CA | 230 |  |  | Y