## Operable
2017 Form EIA-860 Data - Schedule 3, 'Wind Technology Data' (Operable Units Only)
Utility ID | Utility Name | Plant Code | Plant Name | State | County | Generator ID | Status | Technology | Prime Mover | Sector Name | Sector | Nameplate Capacity (MW) | Summer Capacity (MW) | Winter Capacity (MW) | Operating Month | Operating Year | Number of Turbines | Predominant Turbine Manufacturer | Predominant Turbine Model Number | Design Wind Speed (mph) | Wind Quality Class | Turbine Hub Height (Feet)
13642 | Nome Joint Utility Systems | 90 | Snake River | AK | Nome | ENT | OA | Onshore Wind Turbine | WT | Electric Utility | 1 | 0.8 | 0.8 | 0.8 | 1 | 2015 | 15 | Entegrity Wind Systems | EW50 | 20 | 2 | 102
13642 | Nome Joint Utility Systems | 90 | Snake River | AK | Nome | EWT 1 | OP | Onshore Wind Turbine | WT | Electric Utility | 1 | 0.9 | 0.9 | 0.9 | 7 | 2013 | 1 | EWT | DW54-900 | 20 | 2 | 164
13642 | Nome Joint Utility Systems | 90 | Snake River | AK | Nome | EWT 2 | OP | Onshore Wind Turbine | WT | Electric Utility | 1 | 0.9 | 0.9 | 0.9 | 7 | 2013 | 1 | EWT | DW54-900 | 20 | 2 | 164
10633 | City of Lamar - (CO) | 508 | Lamar Plant | CO | Prowers | T1-T3 | OP | Onshore Wind Turbine | WT | Electric Utility | 1 | 4.5 | 4 | 4 | 2 | 2004 | 3 | GE | 1.5 XLE | 19 | 2 | 262.4
10633 | City of Lamar - (CO) | 508 | Lamar Plant | CO | Prowers | T4 | OP | Onshore Wind Turbine | WT | Electric Utility | 1 | 1.5 | 1.5 | 1.5 | 2 | 2004 | 1 | GE | 1.5 XLE | 19 | 2 | 262.4
56990 | NJR Clean Energy Ventures Corporation | 692 | Medicine Bow | WY | Carbon | 10 | OP | Onshore Wind Turbine | WT | IPP Non-CHP | 2 | 0.7 | 0.7 | 0.7 | 7 | 2000 | 9 | Vestas | V47-660 | 18.8 | 2 | 164
56990 | NJR Clean Energy Ventures Corporation | 692 | Medicine Bow | WY | Carbon | 11 | OP | Onshore Wind Turbine | WT | IPP Non-CHP | 2 | 0.7 | 0.7 | 0.7 | 7 | 2000 | 1 | Vestas | V47-660 | 18.8 | 2 | 164
56990 | NJR Clean Energy Ventures Corporation | 692 | Medicine Bow | WY | Carbon | 1A | OP | Onshore Wind Turbine | WT | IPP Non-CHP | 2 | 0.6 | 0.6 | 0.6 | 4 | 1998 | 1 | Vestas | V47-660 | 18.8 | 2 | 164
56990 | NJR Clean Energy Ventures Corporation | 692 | Medicine Bow | WY | Carbon | 2A | OP | Onshore Wind Turbine | WT | IPP Non-CHP | 2 | 0.6 | 0.6 | 0.6 | 4 | 1998 | 1 | Vestas | V47-660 | 18.8 | 2 | 164
56990 | NJR Clean Energy Ventures Corporation | 692 | Medicine Bow | WY | Carbon | 5 | OP | Onshore Wind Turbine | WT | IPP Non-CHP | 2 | 0.7 | 0.7 | 0.7 | 10 | 1999 | 1 | Vestas | V47-660 | 18.8 | 2 | 164
56990 | NJR Clean Energy Ventures Corporation | 692 | Medicine Bow | WY | Carbon | 6 | OP | Onshore Wind Turbine | WT | IPP Non-CHP | 2 | 0.7 | 0.7 | 0.7 | 10 | 1999 | 1 | Vestas | V47-660 | 18.8 | 2 | 164
56990 | NJR Clean Energy Ventures Corporation | 692 | Medicine Bow | WY | Carbon | 7 | OP | Onshore Wind Turbine | WT | IPP Non-CHP | 2 | 0.7 | 0.7 | 0.7 | 10 | 1999 | 1 | Vestas | V47-660 | 18.8 | 2 | 164
56990 | NJR Clean Energy Ventures Corporation | 692 | Medicine Bow | WY | Carbon | 8 | OP | Onshore Wind Turbine | WT | IPP Non-CHP | 2 | 0.7 | 0.7 | 0.7 | 10 | 1999 | 1 | Vestas | V47-660 | 18.8 | 2 | 164
56990 | NJR Clean Energy Ventures Corporation | 692 | Medicine Bow | WY | Carbon | 9 | OP | Onshore Wind Turbine | WT | IPP Non-CHP | 2 | 0.7 | 0.7 | 0.7 | 10 | 1999 | 1 | Vestas | V47-660 | 18.8 | 2 | 164
7095 | City of Geneseo - (IL) | 944 | Geneseo | IL | Henry | 10 | OP | Onshore Wind Turbine | WT | Electric Utility | 1 | 1.5 | 1.5 | 1.5 | 9 | 2009 | 1 | VENSYS | VENSYS77 | 18 | 2 | 200
7095 | City of Geneseo - (IL) | 944 | Geneseo | IL | Henry | 11 | OP | Onshore Wind Turbine | WT | Electric Utility | 1 | 1.5 | 1.5 | 1.5 | 10 | 2009 | 1 | VENSYS | VENSYS77 | 18 | 2 | 200
14201 | City of Osage - (IA) | 1172 | Osage (IA) | IA | Mitchell | W1 | OP | Onshore Wind Turbine | WT | Electric Utility | 1 | 1.6 | 0.5 | 0.5 | 12 | 2009 | 1 | GE | 1.5 SLE | 17.8 | 2 | 260
13048 | City of Mountain Lake - (MN) | 1998 | Mountain Lake | MN | Cottonwood | 8 | OP | Onshore Wind Turbine | WT | Electric Utility | 1 | 1.2 | 1.2 | 1.2 | 7 | 2007 | 1 | Suzlon | S64-1250 | 15 | 2 | 246
20737 | Willmar Municipal Utilities | 2022 | Willmar | MN | Kandiyohi | WTG3 | OP | Onshore Wind Turbine | WT | Electric Utility | 1 | 2 | 2 | 2 | 8 | 2009 | 1 | DeWind | D8.2 | 14.7 | 2 | 262.4
20737 | Willmar Municipal Utilities | 2022 | Willmar | MN | Kandiyohi | WTG4 | OP | Onshore Wind Turbine | WT | Electric Utility | 1 | 2 | 2 | 2 | 8 | 2009 | 1 | DeWind | D8.2 | 14.7 | 2 | 262.4
21013 | City of Worthington - (MN) | 2024 | Worthington | MN | Nobles | 10 | OP | Onshore Wind Turbine | WT | Electric Utility | 1 | 0.9 | 0.9 | 0.9 | 7 | 2002 | 1 | NEG-Micon | NM52/900 | 19 | 2 | 240
21013 | City of Worthington - (MN) | 2024 | Worthington | MN | Nobles | 11 | OP | Onshore Wind Turbine | WT | Electric Utility | 1 | 0.9 | 0.9 | 0.9 | 7 | 2002 | 1 | NEG-Micon | NM52/900 | 19 | 2 | 240
21013 | City of Worthington - (MN) | 2024 | Worthington | MN | Nobles | 12 | OP | Onshore Wind Turbine | WT | Electric Utility | 1 | 1 | 1 | 1 | 12 | 2003 | 1 | NEG-Micon | NM54/950 | 19 | 2 | 240
21013 | City of Worthington - (MN) | 2024 | Worthington | MN | Nobles | 13 | OP | Onshore Wind Turbine | WT | Electric Utility | 1 | 1 | 1 | 1 | 12 | 2003 | 1 | NEG-Micon | NM54/950 | 19 | 2 | 240
21013 | City of Worthington - (MN) | 2024 | Worthington | MN | Nobles | 8 | OP | Onshore Wind Turbine | WT | Electric Utility | 1 | 0.9 | 0.9 | 0.9 | 7 | 2002 | 1 | NEG-Micon | NM52/900 | 19 | 2 | 240
21013 | City of Worthington - (MN) | 2024 | Worthington | MN | Nobles | 9 | OP | Onshore Wind Turbine | WT | Electric Utility | 1 | 0.9 | 0.9 | 0.9 | 7 | 2002 | 1 | NEG-Micon | NM52/900 | 19 | 2 | 240
10451 | Kotzebue Electric Assn Inc | 6304 | Kotzebue | AK | Northwest Arctic | 10wt | OP | Onshore Wind Turbine | WT | Electric Utility | 1 | 0.1 | 0.1 | 0.1 | 7 | 1999 | 1 | AOC | AOC15/50 | 13 | 2 | 90
10451 | Kotzebue Electric Assn Inc | 6304 | Kotzebue | AK | Northwest Arctic | 11wt | OP | Onshore Wind Turbine | WT | Electric Utility | 1 | 0.1 | 0.1 | 0.1 | 5 | 2005 | 1 | AOC | AOC15/50 | 13 | 2 | 90
10451 | Kotzebue Electric Assn Inc | 6304 | Kotzebue | AK | Northwest Arctic | 12wt | OP | Onshore Wind Turbine | WT | Electric Utility | 1 | 0.1 | 0.1 | 0.1 | 5 | 2005 | 1 | AOC | AOC15/50 | 13 | 2 | 90
10451 | Kotzebue Electric Assn Inc | 6304 | Kotzebue | AK | Northwest Arctic | 13WT | OP | Onshore Wind Turbine | WT | Electric Utility | 1 | 0.1 | 0.1 | 0.1 | 5 | 2006 | 1 | Vestas | V15 | 13 | 2 | 90
10451 | Kotzebue Electric Assn Inc | 6304 | Kotzebue | AK | Northwest Arctic | 14wt | OP | Onshore Wind Turbine | WT | Electric Utility | 1 | 0.1 | 0.1 | 0.1 | 5 | 2002 | 1 | Northern Power | Northwind 100 | 13 | 2 | 90
10451 | Kotzebue Electric Assn Inc | 6304 | Kotzebue | AK | Northwest Arctic | 15WT | OP | Onshore Wind Turbine | WT | Electric Utility | 1 | 0.1 | 0.1 | 0.1 | 5 | 2006 | 1 | AOC | AOC15/50 | 13 | 2 | 90
10451 | Kotzebue Electric Assn Inc | 6304 | Kotzebue | AK | Northwest Arctic | 16WT | OP | Onshore Wind Turbine | WT | Electric Utility | 1 | 0.1 | 0.1 | 0.1 | 5 | 2006 | 1 | AOC | AOC15/50 | 13 | 2 | 90
10451 | Kotzebue Electric Assn Inc | 6304 | Kotzebue | AK | Northwest Arctic | 17WT | OP | Onshore Wind Turbine | WT | Electric Utility | 1 | 0.1 | 0.1 | 0.1 | 5 | 2006 | 1 | AOC | AOC15/50 | 13 | 2 | 90
10451 | Kotzebue Electric Assn Inc | 6304 | Kotzebue | AK | Northwest Arctic | 18WT | OP | Onshore Wind Turbine | WT | Electric Utility | 1 | 0.9 | 0.9 | 0.9 | 5 | 2012 | 1 | EWT | DW54-900 | 13 | 2 | 250
10451 | Kotzebue Electric Assn Inc | 6304 | Kotzebue | AK | Northwest Arctic | 19WT | OP | Onshore Wind Turbine | WT | Electric Utility | 1 | 0.9 | 0.9 | 0.9 | 5 | 2012 | 1 | EWT | DW54-900 | 13 | 2 | 250
10451 | Kotzebue Electric Assn Inc | 6304 | Kotzebue | AK | Northwest Arctic | 1WT | OP | Onshore Wind Turbine | WT | Electric Utility | 1 | 0.6 | 0.6 | 0.6 | 5 | 1999 | 10 | AOC | AOC15/50 | 13 | 2 | 90
10451 | Kotzebue Electric Assn Inc | 6304 | Kotzebue | AK | Northwest Arctic | 2WT | OP | Onshore Wind Turbine | WT | Electric Utility | 1 | 0.1 | 0.1 | 0.1 | 5 | 1999 | 1 | AOC | AOC15/50 | 13 | 2 | 90
10451 | Kotzebue Electric Assn Inc | 6304 | Kotzebue | AK | Northwest Arctic | 3WT | OP | Onshore Wind Turbine | WT | Electric Utility | 1 | 0.2 | 0.2 | 0.2 | 1 | 1997 | 3 | AOC | AOC15/50 | 13 | 2 | 90
10451 | Kotzebue Electric Assn Inc | 6304 | Kotzebue | AK | Northwest Arctic | 4WT | OP | Onshore Wind Turbine | WT | Electric Utility | 1 | 0.5 | 0.5 | 0.5 | 1 | 1999 | 7 | AOC | AOC15/50 | 13 | 2 | 90
10451 | Kotzebue Electric Assn Inc | 6304 | Kotzebue | AK | Northwest Arctic | 5WT | OP | Onshore Wind Turbine | WT | Electric Utility | 1 | 0.1 | 0.1 | 0.1 | 1 | 2002 | 1 | AOC | AOC15/50 | 13 | 2 | 90
10451 | Kotzebue Electric Assn Inc | 6304 | Kotzebue | AK | Northwest Arctic | 6WT | OP | Onshore Wind Turbine | WT | Electric Utility | 1 | 0.1 | 0.1 | 0.1 | 1 | 2005 | 2 | AOC | AOC15/50 | 13 | 2 | 90
10451 | Kotzebue Electric Assn Inc | 6304 | Kotzebue | AK | Northwest Arctic | 7WT | OP | Onshore Wind Turbine | WT | Electric Utility | 1 | 0.1 | 0.1 | 0.1 | 2 | 2006 | 4 | AOC | AOC15/50 | 13 | 2 | 90
10451 | Kotzebue Electric Assn Inc | 6304 | Kotzebue | AK | Northwest Arctic | 8WT | OP | Onshore Wind Turbine | WT | Electric Utility | 1 | 0.1 | 0.1 | 0.1 | 7 | 1999 | 1 | AOC | AOC15/50 | 13 | 2 | 90
10451 | Kotzebue Electric Assn Inc | 6304 | Kotzebue | AK | Northwest Arctic | 9wt | OP | Onshore Wind Turbine | WT | Electric Utility | 1 | 0.1 | 0.1 | 0.1 | 7 | 1999 | 1 | AOC | AOC15/50 | 13 | 2 | 90
20860 | Wisconsin Public Service Corp | 7366 | Lincoln Turbines | WI | Kewaunee | 1 | OP | Onshore Wind Turbine | WT | Electric Utility | 1 | 9.2 | 0.7 | 2.2 | 6 | 1999 | 14 | Vestas | V47-660 | 15.4 | 1 | 213
7601 | Green Mountain Power Corp | 7381 | Searsburg Wind Turbine | VT | Bennington | 1 | OP | Onshore Wind Turbine | WT | Electric Utility | 1 | 6 | 5.2 | 5 | 6 | 1997 | 11 | Zond | Z-40 | 18 | 1 | 132
15371 | Town of Princeton - (MA) | 7501 | Princeton Wind Farm | MA | Worcester | 2 | OP | Onshore Wind Turbine | WT | Electric Utility | 1 | 3 | 3 | 3 | 1 | 2010 | 2 | Fuhrlander | FL 1500-77 | 16 | 2 | 230
16534 | Sacramento Municipal Util Dist | 7526 | Solano Wind | CA | Solano | 1 | OP | Onshore Wind Turbine | WT | Electric Utility | 1 | 13.2 | 13.1 | 13.2 | 6 | 1994 | 23 | Vestas | V47-660 | 16.8 | 2 | 180
16534 | Sacramento Municipal Util Dist | 7526 | Solano Wind | CA | Solano | 2 | OP | Onshore Wind Turbine | WT | Electric Utility | 1 | 24 | 24 | 24 | 6 | 2006 | 8 | Vestas | V90-3.0 | 16.8 | 2 | 262.4
16534 | Sacramento Municipal Util Dist | 7526 | Solano Wind | CA | Solano | 2B | OP | Onshore Wind Turbine | WT | Electric Utility | 1 | 63 | 63 | 63 | 12 | 2007 | 21 | Vestas | V90-3.0 | 16.8 | 2 | 262.4
16534 | Sacramento Municipal Util Dist | 7526 | Solano Wind | CA | Solano | 3 | OP | Onshore Wind Turbine | WT | Electric Utility | 1 | 128 | 128 | 128 | 4 | 2012 | 55 | Vestas | V90-1.8 | 16.8 | 2 | 262.4
58190 | Bluestem LLC | 7771 | Springview | NE | Keya Paha | 3 | OP | Onshore Wind Turbine | WT | IPP Non-CHP | 2 | 1.5 | 1.5 | 1.5 | 6 | 2011 | 1 | VENSYS | VENSYS77 | 16 | 2 | 201.7
58190 | Bluestem LLC | 7771 | Springview | NE | Keya Paha | 4 | OP | Onshore Wind Turbine | WT | IPP Non-CHP | 2 | 1.5 | 1.5 | 1.5 | 6 | 2011 | 1 | VENSYS | VENSYS77 | 16 | 2 | 201.7
12894 | City of Moorhead - (MN) | 7855 | Moorhead Wind Turbine | MN | Clay | 8 | OP | Onshore Wind Turbine | WT | Electric Utility | 1 | 0.7 | 0.7 | 0.7 | 5 | 1999 | 1 | NEG-Micon | NM48/750 | 19 | 2 | 180
12894 | City of Moorhead - (MN) | 7855 | Moorhead Wind Turbine | MN | Clay | 9 | OP | Onshore Wind Turbine | WT | Electric Utility | 1 | 0.7 | 0.7 | 0.7 | 9 | 2001 | 1 | NEG-Micon | NM48/750 | 19 | 2 | 180
11479 | Madison Gas & Electric Co | 7886 | Wind Turbine | WI | Kewaunee | 1 | OP | Onshore Wind Turbine | WT | Electric Utility | 1 | 11 | 0.9 | 0.9 | 6 | 1999 | 17 | Vestas | V47-660 | 18 | 3 | 213
20847 | Wisconsin Electric Power Co | 7901 | Byron | WI | Fond Du Lac | 1 | OP | Onshore Wind Turbine | WT | Electric Utility | 1 | 0.7 | 0.1 | 0.1 | 6 | 1999 | 1 | Vestas | V47-660 | 19 | 1 | 213.2
20847 | Wisconsin Electric Power Co | 7901 | Byron | WI | Fond Du Lac | 2 | OP | Onshore Wind Turbine | WT | Electric Utility | 1 | 0.7 | 0.1 | 0.1 | 6 | 1999 | 1 | Vestas | V47-660 | 19 | 1 | 213.2
18642 | Tennessee Valley Authority | 7927 | Buffalo Mountain | TN | Anderson | 1 | OP | Onshore Wind Turbine | WT | Electric Utility | 1 | 0.6 | 0.7 | 0.7 | 10 | 2000 | 1 | Vestas | V47-660 | 15.2 | 4 | 213
18642 | Tennessee Valley Authority | 7927 | Buffalo Mountain | TN | Anderson | 2 | OP | Onshore Wind Turbine | WT | Electric Utility | 1 | 0.6 | 0.7 | 0.7 | 10 | 2000 | 1 | Vestas | V47-660 | 15.2 | 4 | 213
18642 | Tennessee Valley Authority | 7927 | Buffalo Mountain | TN | Anderson | 3 | OP | Onshore Wind Turbine | WT | Electric Utility | 1 | 0.6 | 0.7 | 0.7 | 10 | 2000 | 1 | Vestas | V47-660 | 15.2 | 4 | 213
20160 | Energy Northwest | 7936 | Nine Canyon | WA | Benton | 1 | OP | Onshore Wind Turbine | WT | Electric Utility | 1 | 95.9 | 95 | 95 | 9 | 2002 | 63 | Siemens | SWT-1.3-62 | 14 | 4 | 200
11018 | Lincoln Electric System | 7965 | Salt Valley Wind Plant | NE | Lancaster | G1 | OP | Onshore Wind Turbine | WT | Electric Utility | 1 | 0.6 | 0.7 | 0.7 | 12 | 1998 | 1 | Vestas | V47-660 | 17 | 3 | 213
11018 | Lincoln Electric System | 7965 | Salt Valley Wind Plant | NE | Lancaster | G2 | OP | Onshore Wind Turbine | WT | Electric Utility | 1 | 0.6 | 0.7 | 0.7 | 10 | 1999 | 1 | Vestas | V47-660 | 17 | 3 | 213
309 | City of Algona - (IA) | 7966 | Iowa Distributed Wind Generation Project | IA | Kossuth | IDWG | OP | Onshore Wind Turbine | WT | Electric Utility | 1 | 2.3 | 2.3 | 2.3 | 6 | 2000 | 3 | Zond | Z-50 | 15.7 | 2 | 165
1307 | Basin Electric Power Coop | 7974 | Chamberlain Wind Project | SD | Brule | WTC1 | OP | Onshore Wind Turbine | WT | Electric Utility | 1 | 1.3 | 1.3 | 1.3 | 11 | 2001 | 1 | Nordex | N60/1300 | 18.8 | 1 | 196.9
1307 | Basin Electric Power Coop | 7974 | Chamberlain Wind Project | SD | Brule | WTC2 | OP | Onshore Wind Turbine | WT | Electric Utility | 1 | 1.3 | 1.3 | 1.3 | 11 | 2001 | 1 | Nordex | N60/1300 | 18.8 | 1 | 196.9
9397 | International Turbine Res Inc | 10005 | Dinosaur Point | CA | Merced | WTGS | OP | Onshore Wind Turbine | WT | IPP Non-CHP | 2 | 17.4 | 17 | 16 | 5 | 1988 | 161 | Vestas | V17-90 | 15.4 | 2 | 80
61279 | HH Management, LLC | 10027 | Windpark Unlimited 1 | CA | Riverside | EXIS | OP | Onshore Wind Turbine | WT | IPP Non-CHP | 2 | 9.4 | 9.4 | 9.4 | 12 | 1985 | 91 | Bonus | B19/120 | 25 | 1 | 80
2719 | CalWind Resources Inc | 10191 | Tehachapi Wind Resource I | CA | Kern | EXIS | OP | Onshore Wind Turbine | WT | IPP Non-CHP | 2 | 8.7 | 8.7 | 8.7 | 12 | 1984 | 134 | Nordtank | NTK 65/13 | 17 | 1 | 80
2770 | Terra-Gen Operating Co LLC | 10586 | Cameron Ridge LLC | CA | Kern | EXIS | OP | Onshore Wind Turbine | WT | IPP Non-CHP | 2 | 59.6 | 59.6 | 59.6 | 12 | 1984 | 114 | Micon | M700-225/40 | 22.4 | 1 | 180
2770 | Terra-Gen Operating Co LLC | 10597 | Ridgetop Energy LLC | CA | Kern | WGN1 | OP | Onshore Wind Turbine | WT | IPP Non-CHP | 2 | 29 | 29 | 29 | 1 | 1984 | 239 | Nordtank | NTK 75/15 | 22.4 | 1 | 85
16630 | San Gorgonio Farms Inc | 10718 | Karen Avenue Wind Farm | CA | Riverside | WND | OP | Onshore Wind Turbine | WT | IPP Non-CHP | 2 | 11.7 | 11.7 | 11.7 | 1 | 1985 | 12 | GE | 1.5 S | 21 | 1 | 185
11427 | Massachusetts Wtr Rauth-Deer I | 10823 | Deer Island Treatment Plant | MA | Suffolk | WT101 | OP | Onshore Wind Turbine | WT | Commercial CHP | 5 | 0.6 | 0.6 | 0.6 | 11 | 2009 | 1 | Vestas | PS-600 | 20.4 | 2 | 195
11427 | Massachusetts Wtr Rauth-Deer I | 10823 | Deer Island Treatment Plant | MA | Suffolk | WT102 | OP | Onshore Wind Turbine | WT | Commercial CHP | 5 | 0.6 | 0.6 | 0.6 | 11 | 2009 | 1 | Vestas | PS-600 | 20.4 | 2 | 195
20707 | Wintec Energy Ltd | 50276 | Wintec Energy Ltd | CA | Riverside | EXIS | OP | Onshore Wind Turbine | WT | IPP Non-CHP | 2 | 5.9 | 5.9 | 5.9 | 12 | 1986 | 60 | Renewtech | WT100 | 17.5 | 2 | 80
16630 | San Gorgonio Farms Inc | 50281 | San Gorgonio Farms Wind Farm | CA | Riverside | WGEN | OP | Onshore Wind Turbine | WT | IPP Non-CHP | 2 | 31 | 31 | 31 | 3 | 1983 | 111 | Vestas | V42-600 | 22 | 1 | 131
20791 | Windland Inc | 50386 | Windland | CA | Kern | WING | OP | Onshore Wind Turbine | WT | IPP Non-CHP | 2 | 15.3 | 15.3 | 15.3 | 12 | 1982 | 60 | Vestas | V27-225 | 19 | 1 | 262
2770 | Terra-Gen Operating Co LLC | 50485 | Altech III | CA | Riverside | GEN1 | OP | Onshore Wind Turbine | WT | IPP Non-CHP | 2 | 21.7 | 21.7 | 21.7 | 12 | 1985 | 201 | Micon | M110 | 12 | 1 | 80
2770 | Terra-Gen Operating Co LLC | 50485 | Altech III | CA | Riverside | GEN2 | OP | Onshore Wind Turbine | WT | IPP Non-CHP | 2 | 3.4 | 3.4 | 3.4 | 12 | 1984 | 53 | Micon | M66/13 | 12 | 1 | 80
56899 | Wind Stream Operations LLC | 50532 | Victory Garden (Tehachapi) | CA | Kern | 15SLE | OP | Onshore Wind Turbine | WT | IPP Non-CHP | 2 | 1.5 | 1.5 | 1.5 | 5 | 2000 | 1 | GE | 1.5 S | 19.5 | 2 | 210
56899 | Wind Stream Operations LLC | 50532 | Victory Garden (Tehachapi) | CA | Kern | WGNS | OP | Onshore Wind Turbine | WT | IPP Non-CHP | 2 | 17.3 | 17.3 | 17.3 | 12 | 1981 | 241 | Vestas | V15 | 16.5 | 1 | 80
61279 | HH Management, LLC | 50533 | Painted Hills Wind Park | CA | Riverside | WGNS | OP | Onshore Wind Turbine | WT | IPP Non-CHP | 2 | 19 | 19 | 19 | 11 | 1985 | 228 | Vestas | V17-75 | 22 | 1 | 80
11556 | Brookfield Energy Marketing LP | 50535 | Mesa Wind Power Corp | CA | Riverside | WGNS | OP | Onshore Wind Turbine | WT | IPP Non-CHP | 2 | 29.9 | 29.9 | 29.9 | 11 | 1984 | 460 | Vestas | V15 | 15.7 | 1 | 80
17288 | Sky River LLC | 50536 | Sky River LLC | CA | Kern | WGNS | OP | Onshore Wind Turbine | WT | IPP Non-CHP | 2 | 76.9 | 76.9 | 76.9 | 2 | 1991 | 313 | Vestas | V27-225 | 23 | 1 | 185
49751 | FPL Energy Cabazon Wind | 50552 | Cabazon Wind Farm | CA | Riverside | WGNS | OP | Onshore Wind Turbine | WT | IPP Non-CHP | 2 | 39.7 | 39.7 | 39.7 | 1 | 1999 | 53 | Zond | Z-48 | 19 | 2 | 213
61208 | Red Marlin Wind Ventures, LLC | 50553 | Edom Hills Project 1 LLC | CA | Riverside | 1 | OP | Onshore Wind Turbine | WT | IPP Non-CHP | 2 | 20 | 20 | 20 | 9 | 2008 | 8 | Clipper | Liberty C93 | 19 | 2 | 262.4
2770 | Terra-Gen Operating Co LLC | 50690 | San Gorgonio Westwinds II LLC | CA | Riverside | GEN1 | OP | Onshore Wind Turbine | WT | IPP Non-CHP | 2 | 43.4 | 43.4 | 43.4 | 6 | 1999 | 62 | Micon | M700-225/40 | 22.4 | 1 | 180
13938 | Oak Creek Energy System Inc II | 50754 | Oak Creek Energy Systems I | CA | Kern | GEN1 | OP | Onshore Wind Turbine | WT | IPP Non-CHP | 2 | 3.5 | 3.5 | 3.5 | 6 | 1982 | 37 | Nordtank | NTK 75/15 | 22.4 | 1 | 85
13938 | Oak Creek Energy System Inc II | 50754 | Oak Creek Energy Systems I | CA | Kern | GEN2 | OP | Onshore Wind Turbine | WT | IPP Non-CHP | 2 | 4.2 | 4.2 | 4.2 | 12 | 1993 | 7 | Micon | M750-400/100 | 22.4 | 1 | 180
13938 | Oak Creek Energy System Inc II | 50754 | Oak Creek Energy Systems I | CA | Kern | GEN3 | OP | Onshore Wind Turbine | WT | IPP Non-CHP | 2 | 23.1 | 23.1 | 23.1 | 6 | 1999 | 33 | Micon | M750-400/100 | 22.4 | 1 | 180
13938 | Oak Creek Energy System Inc II | 50754 | Oak Creek Energy Systems I | CA | Kern | GEN4 | OP | Onshore Wind Turbine | WT | IPP Non-CHP | 2 | 3.7 | 3.7 | 3.7 | 6 | 1999 | 4 | Micon | M750-400/100 | 22.4 | 1 | 180
59901 | Yavi Energy LLC | 50820 | East Winds Project | CA | Riverside | GEN1 | OP | Onshore Wind Turbine | WT | IPP Non-CHP | 2 | 3 | 3 | 3 | 1 | 1985 | 5 | Micon | M1500-600/150 | 15 | 1 | 151
2770 | Terra-Gen Operating Co LLC | 50821 | Mojave 16 | CA | Kern | GEN1 | OP | Onshore Wind Turbine | WT | IPP Non-CHP | 2 | 30 | 30 | 30 | 12 | 1989 | 118 | Mitsubishi | MWT-250 | 22.4 | 1 | 100
2770 | Terra-Gen Operating Co LLC | 50822 | Mojave 17 | CA | Kern | GEN1 | OP | Onshore Wind Turbine | WT | IPP Non-CHP | 2 | 25 | 25 | 25 | 11 | 1989 | 95 | Mitsubishi | MWT-250 | 22.4 | 1 | 100
2770 | Terra-Gen Operating Co LLC | 50823 | Mojave 18 | CA | Kern | GEN1 | OP | Onshore Wind Turbine | WT | IPP Non-CHP | 2 | 30 | 30 | 30 | 12 | 1989 | 120 | Mitsubishi | MWT-250 | 22.4 | 1 | 100
2770 | Terra-Gen Operating Co LLC | 52142 | Mojave 4 | CA | Kern | GEN1 | OP | Onshore Wind Turbine | WT | IPP Non-CHP | 2 | 29 | 29 | 29 | 12 | 1990 | 116 | Mitsubishi | MWT-250 | 14 | 2 | 100
2770 | Terra-Gen Operating Co LLC | 52143 | Mojave 3 | CA | Kern | GEN1 | OP | Onshore Wind Turbine | WT | IPP Non-CHP | 2 | 23.5 | 23.5 | 23.5 | 12 | 1990 | 94 | Mitsubishi | MWT-250 | 14 | 2 | 100
2770 | Terra-Gen Operating Co LLC | 52144 | Mojave 5 | CA | Kern | GEN1 | OP | Onshore Wind Turbine | WT | IPP Non-CHP | 2 | 22.5 | 22.5 | 22.5 | 12 | 1990 | 90 | Mitsubishi | MWT-250 | 14 | 1 | 100
2770 | Terra-Gen Operating Co LLC | 52160 | Victory Garden Phase IV LLC | CA | Kern | WGNS | OP | Onshore Wind Turbine | WT | IPP Non-CHP | 2 | 22 | 22 | 22 | 5 | 1990 | 96 | Vestas | V27-225 | 22.4 | 1 | 140
2770 | Terra-Gen Operating Co LLC | 52161 | Terra-Gen 251 Wind LLC | CA | Kern | WGNS | OP | Onshore Wind Turbine | WT | IPP Non-CHP | 2 | 18.4 | 18.4 | 18.4 | 1 | 1987 | 196 | Vestas | V17-90 | 22.4 | 1 | 80
19740 | AES Wind Generation Inc | 52162 | 85 A | CA | Kern | WGNS | OP | Onshore Wind Turbine | WT | IPP Non-CHP | 2 | 14.1 | 14.1 | 14.1 | 1 | 1985 | 157 | Vestas | V17-75 | 26.8 | 1 | 80
19740 | AES Wind Generation Inc | 52163 | 85 B | CA | Kern | WTGN | OP | Onshore Wind Turbine | WT | IPP Non-CHP | 2 | 21.2 | 21.2 | 21.2 | 1 | 1985 | 235 | Vestas | V17-75 | 26.8 | 1 | 80
61444 | Terra-Gen 251 Wind, LLC | 52165 | Helzel & Schwarzhoff 88 Wind Farm | CA | Kern | WGNS | OP | Onshore Wind Turbine | WT | IPP Non-CHP | 2 | 1.8 | 1.8 | 1.8 | 12 | 1986 | 20 | Vestas | V17-75 | 26.8 | 1 | 80
11556 | Brookfield Energy Marketing LP | 54298 | Coram Energy LLC (ECT) | CA | Kern | GEWE | OP | Onshore Wind Turbine | WT | IPP Non-CHP | 2 | 7.5 | 7.5 | 7.5 | 5 | 2005 | 5 | GE | 1.5-77 | 19.2 | 1 | 213.2
11556 | Brookfield Energy Marketing LP | 54299 | Coram Energy LLC | CA | Kern | GEWE | OP | Onshore Wind Turbine | WT | IPP Non-CHP | 2 | 3 | 3 | 3 | 1 | 2005 | 2 | GE | 1.5-77 | 19.2 | 1 | 213.2
11556 | Brookfield Energy Marketing LP | 54300 | CTV Power Purchase Contract Trust | CA | Kern | GEWE | OP | Onshore Wind Turbine | WT | IPP Non-CHP | 2 | 4.5 | 4.5 | 4.5 | 1 | 2004 | 3 | GE | 1.5-77 | 19.2 | 1 | 213.2
11556 | Brookfield Energy Marketing LP | 54300 | CTV Power Purchase Contract Trust | CA | Kern | SX1S | OS | Onshore Wind Turbine | WT | IPP Non-CHP | 2 | 0.1 | 0.1 | 0.1 | 12 | 1985 | 3 | GE |  | 19.2 | 1 | 213
57170 | EDF Renewable Asset Holdings, Inc. | 54453 | EDF Renewable Windfarm V Inc | CA | Solano | GEN2 | OP | Onshore Wind Turbine | WT | IPP Non-CHP | 2 | 15.5 | 15.5 | 15.5 | 1 | 1990 | 71 | GE | 1.5 SLE | 19 | 2 | 262.5
49963 | FPL Energy Operating Services, Inc. | 54454 | San Gorgonio Windplant WPP1993 | CA | Riverside | GEN11 | OP | Onshore Wind Turbine | WT | IPP Non-CHP | 2 | 49.5 | 49.5 | 49.5 | 12 | 2011 | 33 | GE | 1.5 SLE | 19 | 2 | 213.3
2770 | Terra-Gen Operating Co LLC | 54647 | TPC Windfarms LLC | CA | Kern | EXIS | OP | Onshore Wind Turbine | WT | IPP Non-CHP | 2 | 28.7 | 28.7 | 28.7 | 12 | 1986 | 100 | Danwin | Danwin 23/160 | 21 | 2 | 80
11664 | Mark Technologies Corp | 54650 | Swanmill Windfarm I | CA | Riverside | EXI2 | OP | Onshore Wind Turbine | WT | IPP Non-CHP | 2 | 9.1 | 9.1 | 9.1 | 12 | 1989 | 57 | Danwin | Danwin 23/160 | 22 | 1 | 75.4
11664 | Mark Technologies Corp | 54650 | Swanmill Windfarm I | CA | Riverside | EXIS | OP | Onshore Wind Turbine | WT | IPP Non-CHP | 2 | 9.6 | 9.6 | 9.6 | 12 | 1988 | 60 | Danwin | Danwin 23/160 | 22 | 1 | 75.4
2770 | Terra-Gen Operating Co LLC | 54681 | Difwind Farms Ltd I | CA | Riverside | EXIS | OP | Onshore Wind Turbine | WT | IPP Non-CHP | 2 | 7.3 | 7.3 | 7.3 | 1 | 1986 | 68 | Micon | M100 | 15 | 2 | 75.4
2770 | Terra-Gen Operating Co LLC | 54682 | Difwind Farms Ltd II | CA | Riverside | EXIS | OP | Onshore Wind Turbine | WT | IPP Non-CHP | 2 | 5.5 | 5.4 | 5.4 | 1 | 1986 | 64 | Micon | M66/13 | 15 | 2 | 75.4
2770 | Terra-Gen Operating Co LLC | 54685 | Difwind Farms Ltd V | CA | Riverside | EXIS | OP | Onshore Wind Turbine | WT | IPP Non-CHP | 2 | 11.7 | 11.6 | 11.6 | 1 | 1987 | 109 | Micon | M100 | 15 | 2 | 75.4
2770 | Terra-Gen Operating Co LLC | 54686 | Difwind Farms Ltd VI | CA | Kern | EXIS | OP | Onshore Wind Turbine | WT | IPP Non-CHP | 2 | 27.1 | 25.3 | 25.3 | 1 | 1987 | 251 | Micon |  |  |  | 131.2
55928 | Coram Tehachapi LP | 54750 | Coram Tehachapi | CA | Kern | VW1 | OP | Onshore Wind Turbine | WT | IPP Non-CHP | 2 | 6.5 | 6.5 | 6.5 | 9 | 1992 | 29 | Vestas | V27-225 | 17.6 | 1 | 140
59496 | Allete Clean Energy | 54793 | Storm Lake 1 | IA | Buena Vista | 2 | OP | Onshore Wind Turbine | WT | IPP Non-CHP | 2 | 0.7 | 0.7 | 0.7 | 6 | 1999 | 1 | Zond | Z-50 | 17 | 3 | 213
59496 | Allete Clean Energy | 54793 | Storm Lake 1 | IA | Buena Vista | 3 | OP | Onshore Wind Turbine | WT | IPP Non-CHP | 2 | 0.7 | 0.7 | 0.7 | 6 | 1999 | 1 | Zond | Z-50 | 17 | 3 | 213
59496 | Allete Clean Energy | 54793 | Storm Lake 1 | IA | Buena Vista | EXIS | OP | Onshore Wind Turbine | WT | IPP Non-CHP | 2 | 112.5 | 108 | 108 | 5 | 1999 | 144 | Zond | Z-50 | 17 | 3 | 213
2719 | CalWind Resources Inc | 54909 | Tehachapi Wind Resource II | CA | Kern | EXI2 | OP | Onshore Wind Turbine | WT | IPP Non-CHP | 2 | 8.3 | 8.3 | 8.3 | 12 | 2002 | 13 | Vestas | V47-660 | 19 | 1 | 164
2719 | CalWind Resources Inc | 54909 | Tehachapi Wind Resource II | CA | Kern | EXIS | OP | Onshore Wind Turbine | WT | IPP Non-CHP | 2 | 13.6 | 13.6 | 13.6 | 1 | 1997 | 175 | Bonus | B65/13 | 19 | 1 | 80
2770 | Terra-Gen Operating Co LLC | 54931 | Ridgetop | CA | Kern | WGN1 | OP | Onshore Wind Turbine | WT | IPP Non-CHP | 2 | 46.8 | 46.9 | 46.9 | 4 | 1994 | 71 | Vestas | V47-660 | 22.4 | 1 | 180
2770 | Terra-Gen Operating Co LLC | 54979 | Big Spring Wind Power Facility | TX | Howard | WIND | OP | Onshore Wind Turbine | WT | IPP Non-CHP | 2 | 34.3 | 34.3 | 34.3 | 12 | 1998 | 46 | Vestas | V47-660 | 22.4 | 1 | 180
6017 | ESI Vansycle Partners LP | 55125 | Vansycle | OR | Umatilla | WGNS | OP | Onshore Wind Turbine | WT | IPP Non-CHP | 2 | 25 | 25 | 25 | 8 | 1998 | 38 | Vestas | V47-660 | 22.4 | 1 | 164
15222 | Ponnequin Acquisitions, LLC | 55203 | Ponnequin Phase 1 | CO | Weld | EXIS | OS | Onshore Wind Turbine | WT | IPP Non-CHP | 2 | 5.2 | 5.2 | 5.2 | 3 | 1998 | 7 | Micon | M750-400/100 | 16.5 | 2 | 160
59496 | Allete Clean Energy | 55208 | Lake Benton I | MN | Lincoln | EXIS | OP | Onshore Wind Turbine | WT | IPP Non-CHP | 2 | 107.2 | 104.5 | 104.5 | 2 | 1998 | 139 | Zond | Z-46 | 16 | 1 | 175
26867 | Lake Benton Power Part II LLC | 55265 | Lake Benton II | MN | Pipestone | EXIS | OP | Onshore Wind Turbine | WT | IPP Non-CHP | 2 | 103.5 | 103.5 | 103.5 | 6 | 1999 | 137 | Zond | Z-50 | 18.4 | 2 | 168
59496 | Allete Clean Energy | 55287 | Storm Lake II | IA | Buena Vista | EXIS | OP | Onshore Wind Turbine | WT | IPP Non-CHP | 2 | 80.2 | 76.5 | 76.5 | 4 | 1999 | 107 | Zond | Z-50 | 16.5 | 1 | 217
56769 | Consolidated Edison Development Inc. | 55342 | Woodstock Windfarm | MN | Pipestone | WIND | OP | Onshore Wind Turbine | WT | IPP Non-CHP | 2 | 10.2 | 10.2 | 10.2 | 5 | 1999 | 17 | Vestas | V44-600 | 17 | 2 | 196
59182 | Energy Operations Group LLC (MN) | 55353 | Lakota Ridge LLC | MN | Lincoln | NMO1 | OP | Onshore Wind Turbine | WT | IPP Non-CHP | 2 | 11.2 | 11.2 | 11.2 | 4 | 1999 | 15 | Micon | M750-400/100 | 15.6 | 1 | 164
59182 | Energy Operations Group LLC (MN) | 55354 | Shaokatan Hills LLC | MN | Lincoln | 6150 | OP | Onshore Wind Turbine | WT | IPP Non-CHP | 2 | 11.8 | 11.8 | 11.8 | 8 | 1999 | 18 | Vestas | V47-660 | 15.6 | 2 | 213
20424 | West Texas Wind Energy Partners LLC | 55367 | West Texas Wind Energy LLC | TX | Upton | 01 | OP | Onshore Wind Turbine | WT | IPP Non-CHP | 2 | 75 | 75 | 75 | 6 | 1999 | 106 | NEG-Micon | NM48/750 | 19 | 2 | 118
34688 | CHI Energy Inc | 55368 | Wethersfield Wind Farm | NY | Wyoming | V47 | SB | Onshore Wind Turbine | WT | IPP Non-CHP | 2 | 6.6 | 6.6 | 6.6 | 8 | 2000 | 10 | Vestas | V47-660 | 24 | 2 | 180
49750 | FPL Energy Green Power | 55396 | Green Power I | CA | Riverside | WGNS | OP | Onshore Wind Turbine | WT | IPP Non-CHP | 2 | 16.5 | 16.5 | 16.5 | 7 | 1975 | 22 | Zond | Z-50 | 19 | 2 | 295
6607 | FPL Energy Vansycle LLC | 55560 | FPL Energy Vansycle LLC (WA) | WA | Walla Walla | V-47 | OP | Onshore Wind Turbine | WT | IPP Non-CHP | 2 | 176.9 | 176.9 | 176.9 | 12 | 2001 | 268 | Vestas | V47-660 | 22.4 | 1 | 164
54725 | CHI Operations Inc | 55561 | Tsar Nicholas LLC | MN | Lincoln | TN30 | OP | Onshore Wind Turbine | WT | IPP Non-CHP | 2 | 1.9 | 1.9 | 1.9 | 2 | 2001 | 3 | Vestas | V47-660 | 24 | 1 | 213
54725 | CHI Operations Inc | 55562 | Sun River LLC | MN | Lincoln | SU30 | OP | Onshore Wind Turbine | WT | IPP Non-CHP | 2 | 1.9 | 1.9 | 1.9 | 2 | 2001 | 3 | Vestas | V47-660 | 24 | 1 | 213
54725 | CHI Operations Inc | 55563 | Julia Hills LLC | MN | Lincoln | JH30 | OP | Onshore Wind Turbine | WT | IPP Non-CHP | 2 | 1.9 | 1.9 | 1.9 | 2 | 2001 | 3 | Vestas | V47-660 | 24 | 1 | 213
54725 | CHI Operations Inc | 55564 | Jessica Mills LLC | MN | Lincoln | JM30 | OP | Onshore Wind Turbine | WT | IPP Non-CHP | 2 | 1.9 | 1.9 | 1.9 | 2 | 2001 | 3 | Vestas | V47-660 | 24 | 1 | 213
54725 | CHI Operations Inc | 55565 | Jack River LLC | MN | Lincoln | JR30 | OP | Onshore Wind Turbine | WT | IPP Non-CHP | 2 | 1.9 | 1.9 | 1.9 | 2 | 2001 | 3 | Vestas | V47-660 | 24 | 1 | 213
54725 | CHI Operations Inc | 55566 | Autumn Hills LLC | MN | Lincoln | AH30 | OP | Onshore Wind Turbine | WT | IPP Non-CHP | 2 | 1.9 | 1.9 | 1.9 | 2 | 2001 | 3 | Vestas | V47-660 | 24 | 1 | 213
54725 | CHI Operations Inc | 55567 | Winters Spawn LLC | MN | Lincoln | WS30 | OP | Onshore Wind Turbine | WT | IPP Non-CHP | 2 | 1.9 | 1.9 | 1.9 | 1 | 2001 | 3 | Vestas | V47-660 | 24 | 1 | 213
54725 | CHI Operations Inc | 55568 | Twin Lake Hills LLC | MN | Lincoln | TL30 | OP | Onshore Wind Turbine | WT | IPP Non-CHP | 2 | 1.9 | 1.9 | 1.9 | 12 | 2000 | 3 | Vestas | V47-660 | 24 | 1 | 213
54725 | CHI Operations Inc | 55569 | Spartan Hills LLC | MN | Lincoln | SH30 | OP | Onshore Wind Turbine | WT | IPP Non-CHP | 2 | 1.9 | 1.9 | 1.9 | 1 | 2001 | 3 | Vestas | V47-660 | 24 | 1 | 213
54725 | CHI Operations Inc | 55570 | Soliloquoy Ridge LLC | MN | Lincoln | SR30 | OP | Onshore Wind Turbine | WT | IPP Non-CHP | 2 | 1.9 | 1.9 | 1.9 | 1 | 2001 | 3 | Vestas | V47-660 | 24 | 1 | 213
54725 | CHI Operations Inc | 55571 | Ruthton Ridge LLC | MN | Lincoln | RR30 | OP | Onshore Wind Turbine | WT | IPP Non-CHP | 2 | 1.9 | 1.9 | 1.9 | 1 | 2001 | 3 | Vestas | V47-660 | 24 | 1 | 213
54725 | CHI Operations Inc | 55572 | Hope Creek LLC | MN | Lincoln | HC30 | OP | Onshore Wind Turbine | WT | IPP Non-CHP | 2 | 1.9 | 1.9 | 1.9 | 1 | 2001 | 3 | Vestas | V47-660 | 24 | 1 | 213
54725 | CHI Operations Inc | 55573 | Hadley Ridge LLC | MN | Lincoln | HR30 | OP | Onshore Wind Turbine | WT | IPP Non-CHP | 2 | 1.9 | 1.9 | 1.9 | 12 | 2000 | 3 | Vestas | V47-660 | 24 | 1 | 213
54725 | CHI Operations Inc | 55574 | Florence Hills LLC | MN | Lincoln | FH30 | OP | Onshore Wind Turbine | WT | IPP Non-CHP | 2 | 1.9 | 1.9 | 1.9 | 1 | 2001 | 3 | Vestas | V47-660 | 24 | 1 | 213
54725 | CHI Operations Inc | 55576 | Agassiz Beach LLC | MN | Clay | AB30 | OP | Onshore Wind Turbine | WT | IPP Non-CHP | 2 | 1.9 | 1.9 | 1.9 | 2 | 2001 | 3 | Vestas | V47-660 | 24 | 1 | 213
17058 | Shell Wind Energy Inc. | 55579 | Llano Estacado Wind Ranch | TX | Carson | EXIS | OP | Onshore Wind Turbine | WT | IPP Non-CHP | 2 | 80 | 80 | 80 | 12 | 2001 | 80 | Mitsubishi | MWT-1000 | 21.3 | 1 | 213.2
6354 | FPL Energy Upton Wind LP | 55581 | King Mountain Wind Ranch 1 | TX | Upton | EXIS | OP | Onshore Wind Turbine | WT | IPP Non-CHP | 2 | 278 | 278 | 278 | 6 | 2001 | 214 | Siemens | SWT-1.3-62 | 19 | 2 | 203.4
14354 | PacifiCorp | 55607 | Foote Creek I | WY | Carbon | GEN1 | OP | Onshore Wind Turbine | WT | Electric Utility | 1 | 41.4 | 41.4 | 41.4 | 4 | 1999 | 69 | Mitsubishi | MWT-450 | 17 | 1 | 131
2770 | Terra-Gen Operating Co LLC | 55608 | Foote Creek II | WY | Albany | GEN1 | OP | Onshore Wind Turbine | WT | IPP Non-CHP | 2 | 1.8 | 1.8 | 1.8 | 6 | 1999 | 3 | Mitsubishi | MWT-600 (45m) | 22.4 | 1 | 120
2770 | Terra-Gen Operating Co LLC | 55609 | Foote Creek III | WY | Albany | GEN1 | OP | Onshore Wind Turbine | WT | IPP Non-CHP | 2 | 24.8 | 24.8 | 24.8 | 6 | 1999 | 33 | Micon | M750-400/100 | 22.4 | 1 | 180
2770 | Terra-Gen Operating Co LLC | 55610 | Foote Creek IV | WY | Carbon | GEN1 | OP | Onshore Wind Turbine | WT | IPP Non-CHP | 2 | 16.8 | 16.8 | 16.8 | 8 | 2000 | 28 | Mitsubishi | MWT-600 (45m) | 22.4 | 1 | 164
19740 | AES Wind Generation Inc | 55719 | Mountain View I&2 | CA | Riverside | GEN2 | OP | Onshore Wind Turbine | WT | IPP Non-CHP | 2 | 22.2 | 22.2 | 22.2 | 7 | 2001 | 37 | Mitsubishi | MWT-600 (45m) | 26.8 | 1 | 196.8
19740 | AES Wind Generation Inc | 55719 | Mountain View I&2 | CA | Riverside | GENI | OP | Onshore Wind Turbine | WT | IPP Non-CHP | 2 | 44.4 | 44.4 | 44.4 | 6 | 2001 | 74 | Mitsubishi | MWT-600 (45m) | 26.8 | 1 | 196.8
7531 | Gray County Wind Energy LLC | 55734 | Gray County Wind Energy | KS | Gray | V47 | OP | Onshore Wind Turbine | WT | IPP Non-CHP | 2 | 112 | 112 | 112 | 11 | 2001 | 170 | Vestas | V47-660 | 22.4 | 1 | 213.3
59496 | Allete Clean Energy | 55739 | Condon Windpower LLC | OR | Gilliam | GEN1 | OP | Onshore Wind Turbine | WT | IPP Non-CHP | 2 | 24.6 | 24.6 | 24.6 | 12 | 2001 | 41 | Mitsubishi | MWT-600 (47m) | 17 | 1 | 196.8
59496 | Allete Clean Energy | 55739 | Condon Windpower LLC | OR | Gilliam | GEN2 | OP | Onshore Wind Turbine | WT | IPP Non-CHP | 2 | 25.2 | 25.2 | 25.2 | 5 | 2002 | 42 | Mitsubishi | MWT-600 (47m) | 17 | 1 | 196.8
58772 | MHI Wind Power | 55740 | Rock River I LLC | WY | Carbon | GEN1 | OP | Onshore Wind Turbine | WT | IPP Non-CHP | 2 | 50 | 50 | 50 | 10 | 2001 | 50 | Mitsubishi | MWT-1000 | 12 | 1 | 197
5906 | EDF Renewable Services Inc | 55741 | Ridge Crest Wind Partners | CO | Logan | A1 | OP | Onshore Wind Turbine | WT | IPP Non-CHP | 2 | 29.7 | 29.7 | 29.7 | 12 | 2001 | 33 | NEG-Micon | NM52/900 | 17.9 | 3 | 236.2
20847 | Wisconsin Electric Power Co | 55742 | Montfort Wind Energy Center | WI | Iowa | ER15 | OP | Onshore Wind Turbine | WT | Electric Utility | 1 | 30 | 2 | 8 | 6 | 2002 | 20 | GE | 1.5 S | 19 | 2 | 213.2
13866 | NWP Indian Mesa Wind Farm LP | 55747 | NWP Indian Mesa Wind Farm | TX | Pecos | NWP2 | OP | Onshore Wind Turbine | WT | IPP Non-CHP | 2 | 82.5 | 82.5 | 82.5 | 5 | 2001 | 125 | Vestas | V47-660 | 22.4 | 1 | 164
49880 | Madison Windpower LLC | 55769 | Madison Windpower LLC | NY | Madison | MADW | OP | Onshore Wind Turbine | WT | IPP Non-CHP | 2 | 11.5 | 11.5 | 11.5 | 10 | 2000 | 7 | Vestas | V66-1.65 | 22 | 1 | 220
56689 | RENEW Energy Inc | 55782 | Noble Ridge LLC | MN | Nobles | WH01 | OP | Onshore Wind Turbine | WT | IPP Non-CHP | 2 | 1.5 | 1.5 | 1.5 | 12 | 2001 | 1 | NEG-Micon | NM72C/1500 | 19 | 2 | 230
34688 | CHI Energy Inc | 55790 | Fenner Wind | NY | Madison | 1 | OP | Onshore Wind Turbine | WT | IPP Non-CHP | 2 | 30 | 30 | 30 | 10 | 2001 | 20 | GE | 1.5 SE | 24 | 1 | 262
14629 | Pecos Wind II LP | 55795 | Woodward Mountain II | TX | Pecos | 01 | OP | Onshore Wind Turbine | WT | IPP Non-CHP | 2 | 78 | 78 | 78 | 7 | 2001 | 117 | Vestas | Vestas V-47 | 22.4 | 1 | 164
14628 | Pecos Wind I LP | 55796 | Woodward Mountain I | TX | Pecos | 01 | OP | Onshore Wind Turbine | WT | IPP Non-CHP | 2 | 82 | 82 | 82 | 7 | 2001 | 125 | Vestas | Vestas V-47 | 22.4 | 1 | 164
17515 | Somerset Windpower LLC | 55803 | FPL E Somerset Windpower LLC | PA | Somerset | EW | OP | Onshore Wind Turbine | WT | IPP Non-CHP | 2 | 9 | 9 | 9 | 12 | 2001 | 6 | GE | 1.5 S | 19 | 2 | 213.3
13808 | Northern Iowa Windpower LLC | 55804 | Top of Iowa Windfarm | IA | Worth | NM | OP | Onshore Wind Turbine | WT | IPP Non-CHP | 2 | 80 | 80 | 80 | 10 | 2001 | 89 | NEG-Micon | NM52/900 | 19 | 2 | 236
12562 | FPL Energy FPL E Mill Run WIndpower LLC | 55805 | Mill Run Windpower | PA | Somerset | G1 | OP | Onshore Wind Turbine | WT | IPP Non-CHP | 2 | 15 | 15 | 15 | 12 | 2001 | 10 | GE | 1.5 S | 19 | 2 | 213.3
10046 | Kas Brothers Windfarm LLC | 55809 | Kas Brothers Windfarm | MN | Pipestone | G1 | OP | Onshore Wind Turbine | WT | IPP Non-CHP | 2 | 1.5 | 1.5 | 1.5 | 12 | 2001 | 2 | Micon | M750-400/100 | 16 | 2 | 180
8294 | Hawkeye Power Partners LLC | 55816 | Hawkeye Power Partners LLC | IA | Cerro Gordo | 48M | OP | Onshore Wind Turbine | WT | IPP Non-CHP | 2 | 42 | 42 | 42 | 4 | 1999 | 55 | NEG-Micon | NM48/750 | 19 | 2 | 183
15399 | Avangrid Renewables LLC | 55871 | Klondike Wind Power | OR | Sherman | Ph 1 | OP | Onshore Wind Turbine | WT | IPP Non-CHP | 2 | 24.5 | 24 | 24 | 1 | 2002 | 16 | GE | 1.5 SLE | 14.5 | 2 | 262
1361 | Bay Windpower LLC | 55944 | Bay Windpower I | MI | Cheboygan | BAY | OP | Onshore Wind Turbine | WT | IPP Non-CHP | 2 | 1.8 | 1.8 | 1.8 | 12 | 2001 | 2 | NEG-Micon | NM52/900 | 15.7 | 3 | 237
19171 | Trent Wind Farm LP | 55968 | Trent Wind Farm LP | TX | Nolan | WTG1 | OP | Onshore Wind Turbine | WT | IPP Non-CHP | 2 | 150 | 150 | 150 | 7 | 2001 | 100 | GE | 1.5 S | 18 | 2 | 213.3
57170 | EDF Renewable Asset Holdings, Inc. | 55980 | Champepaden Wind Power | MN | Murray | 1 | OP | Onshore Wind Turbine | WT | IPP Non-CHP | 2 | 2 | 2 | 2 | 12 | 2001 | 3 | Vestas | V47-660 | 22.4 | 1 | 213.2
57170 | EDF Renewable Asset Holdings, Inc. | 55981 | Moulton Wind Power | MN | Murray | 1 | OP | Onshore Wind Turbine | WT | IPP Non-CHP | 2 | 2 | 2 | 2 | 12 | 2001 | 3 | Vestas | V47-660 | 22.4 | 1 | 213.2
6870 | Backbone Mountain Windpower, LLC | 55986 | Mountaineer Wind Energy Center | WV | Tucker | WT1 | OP | Onshore Wind Turbine | WT | IPP Non-CHP | 2 | 66 | 66 | 66 | 12 | 2002 | 44 | NEG-Micon | NM72C/1500 | 19 | 2 | 229.7
6607 | FPL Energy Vansycle LLC | 55989 | FPL Energy Vansycle LLC (OR) | OR | Umatilla | V-47 | OP | Onshore Wind Turbine | WT | IPP Non-CHP | 2 | 122.8 | 122.8 | 122.8 | 12 | 2001 | 186 | Vestas | V47-660 | 22.4 | 1 | 164
49796 | Desert Sky Wind Farm LP | 55992 | Desert Sky | TX | Pecos | 1 | OP | Onshore Wind Turbine | WT | IPP Non-CHP | 2 | 160.5 | 160.5 | 160.5 | 1 | 2002 | 107 | GE | 1.5 S | 16.5 | 2 | 212.2
1307 | Basin Electric Power Coop | 55995 | Minot Wind Project | ND | Ward | MWP | OP | Onshore Wind Turbine | WT | Electric Utility | 1 | 2.6 | 2.6 | 2.6 | 1 | 2003 | 2 | Nordex | N60/1300 | 17.9 | 1 | 196.9
1307 | Basin Electric Power Coop | 55995 | Minot Wind Project | ND | Ward | MWP2 | OP | Onshore Wind Turbine | WT | Electric Utility | 1 | 4.5 | 4.5 | 4.5 | 12 | 2009 | 3 | GE | 1.5 SLE | 17.9 | 2 | 262.5
20208 | Waymart Wind Farm | 56001 | Waymart Wind | PA | Wayne | GE15 | OP | Onshore Wind Turbine | WT | IPP Non-CHP | 2 | 64.5 | 64.5 | 64.5 | 10 | 2003 | 43 | GE | 1.5 S | 19 | 2 | 213.3
60580 | Community Renewables, LLC | 56002 | Minwind | MN | Rock | 1 | OP | Onshore Wind Turbine | WT | IPP Non-CHP | 2 | 3.8 | 3.8 | 3.8 | 10 | 2002 | 4 | NEG-Micon | NM54/950 | 15.6 | 2 | 210
6850 | FPL Energy Hancock County Wind, LLC | 56010 | Hancock County Wind Energy Center | IA | Hancock | V-47 | OP | Onshore Wind Turbine | WT | IPP Non-CHP | 2 | 98 | 98 | 98 | 12 | 2002 | 148 | Vestas | V47-660 | 22.4 | 1 | 213.3
17058 | Shell Wind Energy Inc. | 56011 | Cabazon Wind Partners | CA | Riverside | V-47 | OP | Onshore Wind Turbine | WT | IPP Non-CHP | 2 | 41 | 41 | 41 | 10 | 2002 | 62 | Vestas | V47-660 | 23.4 | 1 | 213.2
17058 | Shell Wind Energy Inc. | 56012 | Whitewater Hill Wind Partners | CA | Riverside | 1 | OP | Onshore Wind Turbine | WT | IPP Non-CHP | 2 | 61.5 | 61.5 | 61.5 | 10 | 2002 | 41 | GE | 1.5 S | 20.2 | 2 | 213.2
6865 | FPL Energy Meyersdale Windpower LLC | 56052 | Meyersdale Windpower | PA | Somerset | GE15 | OP | Onshore Wind Turbine | WT | IPP Non-CHP | 2 | 30 | 30 | 30 | 12 | 2003 | 20 | NEG-Micon | NM72C/1500 | 19 | 2 | 229.7
6985 | Garwin McNeilus | 56054 | G McNeilus Wind Farm Dodge Center | MN | Dodge | GM1 | OP | Onshore Wind Turbine | WT | IPP Non-CHP | 2 | 32 | 32 | 32 | 9 | 2002 | 34 | NEG-Micon | NM54/950 | 14 | 2 | 236
6985 | Garwin McNeilus | 56054 | G McNeilus Wind Farm Dodge Center | MN | Dodge | GM2 | OP | Onshore Wind Turbine | WT | IPP Non-CHP | 2 | 8 | 8 | 8 | 5 | 2003 | 5 | NEG-Micon | NM72C/1500 | 14 | 2 | 230
6985 | Garwin McNeilus | 56054 | G McNeilus Wind Farm Dodge Center | MN | Dodge | GM3 | OP | Onshore Wind Turbine | WT | IPP Non-CHP | 2 | 3 | 3 | 3 | 5 | 2004 | 2 | NEG-Micon | NM82/1650 | 14 | 2 | 230
8565 | FPLE High Winds, LLC | 56075 | High Winds LLC | CA | Solano | 1 | OP | Onshore Wind Turbine | WT | IPP Non-CHP | 2 | 145.8 | 145.8 | 145.8 | 7 | 2003 | 81 | Vestas | V80-1.8 | 22.4 | 1 | 213.3
8565 | FPLE High Winds, LLC | 56075 | High Winds LLC | CA | Solano | 2 | OP | Onshore Wind Turbine | WT | IPP Non-CHP | 2 | 16.2 | 16.2 | 16.2 | 12 | 2003 | 9 | Vestas | V80-1.8 | 22.4 | 1 | 213.3
1881 | Blue Canyon Windpower LLC | 56081 | Blue Canyon Windpower | OK | Comanche | EW | OP | Onshore Wind Turbine | WT | IPP Non-CHP | 2 | 85 | 74.3 | 74.3 | 12 | 2003 | 45 | Vestas | V82-1.65 | 19 | 2 | 262
34721 | FPL Energy South Dakota Wind LLC | 56092 | South Dakota Wind Energy Cente | SD | Hyde | GE15 | OP | Onshore Wind Turbine | WT | IPP Non-CHP | 2 | 40.5 | 40.5 | 40.5 | 10 | 2003 | 27 | GE | 1.5 S | 19 | 2 | 213.3
58528 | NextEra Energy Operating Services LLC | 56093 | TransAlta Wyoming Wind | WY | Uinta | GE15 | OP | Onshore Wind Turbine | WT | IPP Non-CHP | 2 | 144 | 144 | 144 | 12 | 2003 | 80 | Vestas | V80-1.8 | 20 | 2 | 240
34719 | FPL Energy Oklahoma Wind LLC | 56094 | Oklahoma Wind Energy Center | OK | Woodward | GE15 | OP | Onshore Wind Turbine | WT | IPP Non-CHP | 2 | 51 | 51 | 51 | 10 | 2003 | 34 | GE | 1.5 S | 19 | 2 | 213.3
34719 | FPL Energy Oklahoma Wind LLC | 56094 | Oklahoma Wind Energy Center | OK | Woodward | GSOO | OP | Onshore Wind Turbine | WT | IPP Non-CHP | 2 | 51 | 51 | 51 | 10 | 2003 | 34 | GE | 1.5 S | 19 | 2 | 213.3
34717 | FPL Energy New Mexico Wind LLC | 56097 | New Mexico Wind Energy Center | NM | Quay | GE15 | OP | Onshore Wind Turbine | WT | IPP Non-CHP | 2 | 204 | 204 | 204 | 9 | 2003 | 136 | GE | 1.5 S | 19 | 2 | 213.3
34723 | FPL Energy North Dakota Wind LLC | 56099 | FPL Energy North Dakota Wind I/II | ND | LaMoure | GE15 | OP | Onshore Wind Turbine | WT | IPP Non-CHP | 2 | 61.5 | 61.5 | 61.5 | 10 | 2003 | 41 | GE | 1.5 S | 19 | 2 | 213.3
17058 | Shell Wind Energy Inc. | 56111 | Brazos Wind Farm | TX | Scurry | GEN1 | OP | Onshore Wind Turbine | WT | IPP Non-CHP | 2 | 160 | 160 | 160 | 12 | 2003 | 160 | Mitsubishi | MWT-1000A | 17.4 | 2 | 213.2
15399 | Avangrid Renewables LLC | 56112 | Mountain View III | CA | Riverside | V47 | OP | Onshore Wind Turbine | WT | IPP Non-CHP | 2 | 22.4 | 22.4 | 22.4 | 12 | 2003 | 34 | Vestas | V47-660 | 19.2 | 1 | 164
60558 | Rock County Energy Center, LLC | 56123 | Minwind 3-9 | MN | Rock | 1 | OP | Onshore Wind Turbine | WT | IPP Non-CHP | 2 | 11.5 | 11.6 | 11.6 | 12 | 2004 | 7 | Vestas | V82-1.65 | 15.6 | 2 | 210
59496 | Allete Clean Energy | 56142 | Chanarambie Power Partners, LLC | MN | Murray | WND1 | OP | Onshore Wind Turbine | WT | IPP Non-CHP | 2 | 85.5 | 85.5 | 85.5 | 12 | 2003 | 57 | GE | 1.5 S | 19 | 2 | 213
59496 | Allete Clean Energy | 56153 | Viking Wind Partners | MN | Murray | 1 | OP | Onshore Wind Turbine | WT | IPP Non-CHP | 2 | 12 | 12 | 12 | 12 | 2003 | 8 | GE | 1.5 S | 19 | 2 | 262.5
50123 | Leeward Asset Management, LLC | 56160 | Mendota Hills, LLC | IL | Lee | GEN1 | OP | Onshore Wind Turbine | WT | IPP Non-CHP | 2 | 50.4 | 50.4 | 50.4 | 11 | 2003 | 63 | Gamesa | G52-850 | 19 | 1 | 213
13337 | Nebraska Public Power District | 56162 | Ainsworth Wind | NE | Brown | 1 | OP | Onshore Wind Turbine | WT | Electric Utility | 1 | 59.4 | 59.4 | 59.4 | 10 | 2005 | 36 | Vestas | V82-1.65 | 14.5 | 2 | 229.7
15399 | Avangrid Renewables LLC | 56172 | Flying Cloud Power Partners LLC | IA | Dickinson | FC | OP | Onshore Wind Turbine | WT | IPP Non-CHP | 2 | 43.5 | 43.5 | 43.5 | 12 | 2003 | 29 | GE | 1.5 SLE | 16 | 2 | 262
15399 | Avangrid Renewables LLC | 56173 | Colorado Green Holdings LLC | CO | Prowers | CG | OP | Onshore Wind Turbine | WT | IPP Non-CHP | 2 | 162 | 162 | 162 | 12 | 2003 | 108 | GE | 1.5 SLE | 16.2 | 2 | 262
15399 | Avangrid Renewables LLC | 56174 | Moraine Wind LLC | MN | Pipestone | MOR | OP | Onshore Wind Turbine | WT | IPP Non-CHP | 2 | 51 | 51 | 51 | 12 | 2003 | 34 | GE | 1.5 SLE | 15.5 | 2 | 262
49844 | Eurus Combine Hills I LLC | 56195 | Combine Hills I | OR | Umatilla | 001 | OP | Onshore Wind Turbine | WT | IPP Non-CHP | 2 | 41 | 41 | 41 | 12 | 2003 | 41 | Mitsubishi | MWT-1000A | 19 | 2 | 180
61141 | TG Windfarm LLC | 56199 | TG Windfarm LLC | MN | Pipestone | 1 | OP | Onshore Wind Turbine | WT | IPP Non-CHP | 2 | 2 | 2 | 2 | 11 | 2003 | 2 | Suzlon | S64-950 | 17 | 3 | 213
61140 | CG Windfarm LLC | 56200 | CG Windfarm LLC | MN | Pipestone | I | OP | Onshore Wind Turbine | WT | IPP Non-CHP | 2 | 2 | 2 | 2 | 12 | 2003 | 2 | Suzlon | S64-950 | 17 | 3 | 213
61139 | Bisson Windfarm LLC | 56201 | Bisson Windfarm LLC | MN | Pipestone | I | OP | Onshore Wind Turbine | WT | IPP Non-CHP | 2 | 2 | 2 | 2 | 10 | 2003 | 2 | Suzlon | S64-950 | 17 | 3 | 213
49867 | Tofteland Windfarm LLC | 56202 | Tofteland Windfarm LLC | MN | Pipestone | I | OP | Onshore Wind Turbine | WT | IPP Non-CHP | 2 | 2 | 2 | 2 | 10 | 2003 | 2 | Suzlon | S64-950 | 19 | 2 | 213
61142 | Westridge Windfarm LLC | 56203 | Westridge Windfarm LLC | MN | Pipestone | 1 | OP | Onshore Wind Turbine | WT | IPP Non-CHP | 2 | 2 | 2 | 2 | 11 | 2003 | 2 | Suzlon | S64-950 | 17 | 3 | 213
49869 | Fey Windfarm LLC | 56204 | Fey Windfarm LLC | MN | Pipestone | 1 | OP | Onshore Wind Turbine | WT | IPP Non-CHP | 2 | 2 | 2 | 2 | 9 | 2003 | 2 | Suzlon | S64-950 | 19 | 2 | 213
49870 | Windcurrent Farms LLC | 56205 | Windcurrent Farms LLC | MN | Pipestone | 1 | OP | Onshore Wind Turbine | WT | IPP Non-CHP | 2 | 2 | 2 | 2 | 9 | 2003 | 2 | Suzlon | S64-950 | 19 | 2 | 213
61120 | K-brink Windfarm, LLC | 56206 | K-Brink Windfarm LLC | MN | Pipestone | 1 | OP | Onshore Wind Turbine | WT | IPP Non-CHP | 2 | 2 | 2 | 2 | 2 | 2003 | 2 | Suzlon | S64-950 | 17 | 3 | 213
56800 | Brewster | 56207 | DL Windy Acres LLC | MN | Jackson | 1 | OP | Onshore Wind Turbine | WT | IPP Non-CHP | 2 | 2 | 2 | 2 | 12 | 2003 | 2 | Suzlon | S64-1250 | 17.8 | 2 | 213.3
56800 | Brewster | 56208 | S&P Windfarm LLC | MN | Jackson | 1 | OP | Onshore Wind Turbine | WT | IPP Non-CHP | 2 | 2 | 2 | 2 | 12 | 2003 | 2 | Suzlon | S64-1250 | 17.8 | 2 | 213.3
49874 | Boeve Windfarm LLC | 56209 | Boeve Windfarm LLC | MN | Pipestone | 1 | OP | Onshore Wind Turbine | WT | IPP Non-CHP | 2 | 2 | 2 | 2 | 8 | 2003 | 2 | Suzlon | S64-950 | 17 | 3 | 213
56800 | Brewster | 56210 | B&K Energy Systems LLC | MN | Jackson | 1 | OP | Onshore Wind Turbine | WT | IPP Non-CHP | 2 | 2 | 2 | 2 | 12 | 2003 | 2 | Suzlon | S64-1250 | 17.8 | 2 | 213.3
50123 | Leeward Asset Management, LLC | 56211 | Sweetwater Wind 1 LLC | TX | Nolan | SW1 | OP | Onshore Wind Turbine | WT | IPP Non-CHP | 2 | 37.5 | 37.5 | 37.5 | 12 | 2003 | 25 | GE | 1.5 S | 19 | 2 | 212.2
50123 | Leeward Asset Management, LLC | 56212 | Sweetwater Wind 2 LLC | TX | Nolan | SW2 | OP | Onshore Wind Turbine | WT | IPP Non-CHP | 2 | 98.8 | 98.8 | 98.8 | 2 | 2005 | 61 | GE | 1.5 SLE | 19 | 2 | 262
57202 | E&E Enterprises LLC | 56215 | Allendorf | IA | Osceola | A1 | OP | Onshore Wind Turbine | WT | IPP Non-CHP | 2 | 1.2 | 1.2 | 1.2 | 10 | 1998 | 4 | Micon | M1500-600/150 | 18 | 1 | 240
57202 | E&E Enterprises LLC | 56215 | Allendorf | IA | Osceola | ST | OP | Onshore Wind Turbine | WT | IPP Non-CHP | 2 | 0.6 | 1.7 | 1.7 | 10 | 1998 | 1 | Micon | M1500-600/150 | 18 | 1 | 98.4
57202 | E&E Enterprises LLC | 56215 | Allendorf | IA | Osceola | WT | OP | Onshore Wind Turbine | WT | IPP Non-CHP | 2 | 2 | 2 | 2 | 5 | 2003 | 1 | Gamesa | G80-2.0 | 18 | 1 | 255.9
49903 | Aeolus Wind LLC | 56225 | Aeolus Wind Facility | TX | Hansford | V90 | OP | Onshore Wind Turbine | WT | IPP Non-CHP | 2 | 3 | 3 | 3 | 12 | 2003 | 1 | Vestas | V90-3.0 | 20 | 1 | 262.5
40577 | American Mun Power-Ohio, Inc | 56226 | Bowling Green Wind | OH | Wood | 1 | OP | Onshore Wind Turbine | WT | Electric Utility | 1 | 1.8 | 1.8 | 1.8 | 12 | 2004 | 1 | Vestas | V80-1.8 | 14.9 | 1 | 255.9
40577 | American Mun Power-Ohio, Inc | 56226 | Bowling Green Wind | OH | Wood | 2 | OP | Onshore Wind Turbine | WT | Electric Utility | 1 | 1.8 | 1.8 | 1.8 | 11 | 2003 | 1 | Vestas | V80-1.8 | 15 | 1 | 255.9
40577 | American Mun Power-Ohio, Inc | 56226 | Bowling Green Wind | OH | Wood | 3 | OP | Onshore Wind Turbine | WT | Electric Utility | 1 | 1.8 | 1.8 | 1.8 | 11 | 2003 | 1 | Vestas | V80-1.8 | 14.9 | 1 | 255.9
40577 | American Mun Power-Ohio, Inc | 56226 | Bowling Green Wind | OH | Wood | 4 | OP | Onshore Wind Turbine | WT | Electric Utility | 1 | 1.8 | 1.8 | 1.8 | 11 | 2004 | 1 | Vestas | V80-1.8 | 15.4 | 1 | 255.9
19740 | AES Wind Generation Inc | 56240 | Buffalo Gap Wind Farm | TX | Taylor | 1 | OP | Onshore Wind Turbine | WT | IPP Non-CHP | 2 | 120.6 | 120.6 | 120.6 | 4 | 2006 | 67 | Vestas | V80-1.8 | 17 | 2 | 196.8
12341 | MidAmerican Energy Co | 56251 | Intrepid | IA | Buena Vista | INWF | OP | Onshore Wind Turbine | WT | Electric Utility | 1 | 160.5 | 160.5 | 160.5 | 12 | 2004 | 107 | GE | 1.5-82.5 | 16.8 | 3 | 213
12341 | MidAmerican Energy Co | 56251 | Intrepid | IA | Buena Vista | INWF2 | OP | Onshore Wind Turbine | WT | Electric Utility | 1 | 15 | 15 | 15 | 12 | 2005 | 15 | Mitsubishi | MWT-1000A | 16.8 | 3 | 197
12341 | MidAmerican Energy Co | 56252 | Century | IA | Hamilton | CWF | OP | Onshore Wind Turbine | WT | Electric Utility | 1 | 150 | 150 | 150 | 9 | 2005 | 100 | GE | 1.5-82.5 | 16.8 | 3 | 213
12341 | MidAmerican Energy Co | 56252 | Century | IA | Hamilton | CWF2 | OP | Onshore Wind Turbine | WT | Electric Utility | 1 | 35 | 35 | 35 | 12 | 2007 | 35 | Mitsubishi | MWT-1000A | 16.8 | 3 | 197
12341 | MidAmerican Energy Co | 56252 | Century | IA | Hamilton | CWF3 | OP | Onshore Wind Turbine | WT | Electric Utility | 1 | 15 | 15 | 15 | 12 | 2007 | 10 | GE | 1.5 S | 16.8 | 3 | 263
15500 | Puget Sound Energy Inc | 56255 | Hopkins Ridge Wind | WA | Columbia | 1 | OP | Onshore Wind Turbine | WT | Electric Utility | 1 | 149.4 | 149.4 | 149.4 | 11 | 2005 | 83 | Vestas | V80-1.8 | 16.5 | 2 | 219.8
15500 | Puget Sound Energy Inc | 56255 | Hopkins Ridge Wind | WA | Columbia | 2 | OP | Onshore Wind Turbine | WT | Electric Utility | 1 | 7.2 | 7.2 | 7.2 | 8 | 2008 | 4 | Vestas | V80-1.8 | 16.5 | 2 | 219.8
50012 | FPL Energy Callahan Wind, LLC | 56270 | Callahan Divide Wind Energy Center | TX | Taylor | 1 | OP | Onshore Wind Turbine | WT | IPP Non-CHP | 2 | 114 | 114 | 114 | 3 | 2005 | 76 | GE | 1.5 SLE | 19 | 2 | 262.5
50013 | Diablo Wind LLC | 56271 | Diablo Wind LLC | CA | Alameda | VEST | OP | Onshore Wind Turbine | WT | IPP Non-CHP | 2 | 18 | 18 | 18 | 12 | 2004 | 31 | Vestas | V47-660 | 16.6 | 1 | 164
50014 | FPL Energy Weatherford, LLC | 56273 | Weatherford Wind Energy Center | OK | Custer | 1 | OP | Onshore Wind Turbine | WT | IPP Non-CHP | 2 | 106.5 | 106.5 | 106.5 | 4 | 2005 | 71 | GE | 1.5 SLE | 19 | 2 | 262.5
50014 | FPL Energy Weatherford, LLC | 56273 | Weatherford Wind Energy Center | OK | Custer | 2 | OP | Onshore Wind Turbine | WT | IPP Non-CHP | 2 | 40.5 | 40.5 | 40.5 | 12 | 2005 | 27 | GE | 1.5 SLE | 19 | 2 | 262.5
56899 | Wind Stream Operations LLC | 56275 | Helzel & Schwarzhoff 86 | CA | Kern | WGNS | OP | Onshore Wind Turbine | WT | IPP Non-CHP | 2 | 2.4 | 2.4 | 2.4 | 12 | 1986 | 27 | Vestas | V17-90 | 12 | 1 | 80
56899 | Wind Stream Operations LLC | 56276 | ZCO | CA | Kern | WGNS | OP | Onshore Wind Turbine | WT | IPP Non-CHP | 2 | 1.6 | 1.6 | 1.6 | 12 | 1985 | 10 | Vestas | V15 | 16.5 | 1 | 80
54684 | Flat Rock Windpower, LLC | 56290 | Maple Ridge Wind Farm | NY | Lewis | 1 | OP | Onshore Wind Turbine | WT | IPP Non-CHP | 2 | 137 | 137 | 137 | 12 | 2005 | 83 | Vestas | V82-1.65 | 19 | 2 | 262
54684 | Flat Rock Windpower, LLC | 56290 | Maple Ridge Wind Farm | NY | Lewis | 1A | OP | Onshore Wind Turbine | WT | IPP Non-CHP | 2 | 61 | 61 | 61 | 1 | 2006 | 37 | Vestas | V82-1.65 | 19 | 2 | 262
54684 | Flat Rock Windpower, LLC | 56290 | Maple Ridge Wind Farm | NY | Lewis | 2 | OP | Onshore Wind Turbine | WT | IPP Non-CHP | 2 | 33 | 33 | 33 | 6 | 2006 | 20 | Vestas | V82-1.65 | 19 | 2 | 262
54684 | Flat Rock Windpower, LLC | 56290 | Maple Ridge Wind Farm | NY | Lewis | 3 | OP | Onshore Wind Turbine | WT | IPP Non-CHP | 2 | 91 | 91 | 91 | 12 | 2006 | 55 | Vestas | V82-1.65 | 19 | 2 | 262
50063 | FPL Energy Horse Hollow LLC | 56291 | Horse Hollow Wind Energy Center | TX | Taylor | 1 | OP | Onshore Wind Turbine | WT | IPP Non-CHP | 2 | 213 | 213 | 213 | 12 | 2005 | 142 | GE | 1.5 SLE | 22 | 2 | 279
50063 | FPL Energy Horse Hollow LLC | 56291 | Horse Hollow Wind Energy Center | TX | Taylor | 2 | OP | Onshore Wind Turbine | WT | IPP Non-CHP | 2 | 223.5 | 223.5 | 223.5 | 6 | 2006 | 150 | Siemens | SWT-2.3-93 | 22 | 2 | 262.4
50063 | FPL Energy Horse Hollow LLC | 56291 | Horse Hollow Wind Energy Center | TX | Taylor | 3 | OP | Onshore Wind Turbine | WT | IPP Non-CHP | 2 | 299 | 299 | 299 | 6 | 2006 | 130 | GE | 1.5 SLE | 22 | 2 | 279
50123 | Leeward Asset Management, LLC | 56293 | Caprock Wind Farm | NM | Quay | 1 | OP | Onshore Wind Turbine | WT | IPP Non-CHP | 2 | 60 | 60 | 60 | 12 | 2004 | 60 | Mitsubishi | MWT-1000 | 18.5 | 1 | 226
50123 | Leeward Asset Management, LLC | 56293 | Caprock Wind Farm | NM | Quay | 2 | OP | Onshore Wind Turbine | WT | IPP Non-CHP | 2 | 20 | 20 | 20 | 5 | 2005 | 20 | Mitsubishi | MWT-1000 | 14 | 1 | 226
50123 | Leeward Asset Management, LLC | 56295 | Kumeyaay Wind | CA | San Diego | 1 | OP | Onshore Wind Turbine | WT | IPP Non-CHP | 2 | 50 | 50 | 50 | 12 | 2005 | 25 | Gamesa | G87-2.0 | 19 | 2 | 223
15399 | Avangrid Renewables LLC | 56296 | Trimont Area Wind Farm | MN | Martin | 1 | OP | Onshore Wind Turbine | WT | IPP Non-CHP | 2 | 100.5 | 100.5 | 100.5 | 11 | 2005 | 67 | GE | 1.5 SLE | 15 | 2 | 262
50123 | Leeward Asset Management, LLC | 56297 | Crescent Ridge | IL | Bureau | 1 | OP | Onshore Wind Turbine | WT | IPP Non-CHP | 2 | 53 | 53 | 53 | 12 | 2005 | 33 | NEG-Micon | NM82/1650 | 21 | 2 | 256
50123 | Leeward Asset Management, LLC | 56299 | Wind Park Bear Creek | PA | Luzerne | 1 | OP | Onshore Wind Turbine | WT | IPP Non-CHP | 2 | 24 | 24 | 24 | 3 | 2006 | 12 | Gamesa | G87-2.0 | 19 | 2 | 256
50123 | Leeward Asset Management, LLC | 56300 | Jersey-Atlantic Wind Farm | NJ | Atlantic | 1 | OP | Onshore Wind Turbine | WT | IPP Non-CHP | 2 | 7.5 | 7.5 | 7.5 | 3 | 2006 | 5 | GE | 1.5 SLE | 19 | 2 | 262
49893 | Invenergy Services LLC | 56301 | Wolverine Creek | ID | Bonneville | 1 | OP | Onshore Wind Turbine | WT | IPP Non-CHP | 2 | 64.5 | 64.5 | 64.5 | 2 | 2006 | 43 | GE | 1.5 SLE | 15.8 | 2 | 263
57170 | EDF Renewable Asset Holdings, Inc. | 56302 | Oasis Wind | CA | Kern | 1 | OP | Onshore Wind Turbine | WT | IPP Non-CHP | 2 | 60 | 60 | 60 | 12 | 2004 | 60 | Mitsubishi | MWT-1000 | 19 | 1 | 196.9
15399 | Avangrid Renewables LLC | 56303 | Elk River Wind | KS | Butler | 1 | OP | Onshore Wind Turbine | WT | IPP Non-CHP | 2 | 150 | 150 | 150 | 12 | 2005 | 100 | GE | 1.5 SLE | 18 | 2 | 262
59883 | NRG Energy Gas & Wind Holdings Inc | 56304 | San Juan Mesa Wind Project LLC | NM | Roosevelt | 1 | OP | Onshore Wind Turbine | WT | IPP Non-CHP | 2 | 120 | 120 | 120 | 12 | 2005 | 120 | Mitsubishi | MWT-1000A | 19 | 2 | 226
56769 | Consolidated Edison Development Inc. | 56307 | Adams Wind Farm | MN | Mower | 1 | OP | Onshore Wind Turbine | WT | IPP Non-CHP | 2 | 14 | 14 | 14 | 9 | 2003 | 9 | NEG-Micon | NM72C/1500 | 14 | 2 | 230
56769 | Consolidated Edison Development Inc. | 56307 | Adams Wind Farm | MN | Mower | 2 | OP | Onshore Wind Turbine | WT | IPP Non-CHP | 2 | 10 | 10 | 10 | 7 | 2004 | 6 | NEG-Micon | NM82/1650 | 14 | 2 | 230
60025 | Greenbacker Renewable Energy Corporation | 56308 | Fossil Gulch | ID | Gooding | 1 | OP | Onshore Wind Turbine | WT | IPP Non-CHP | 2 | 10.5 | 10.5 | 10.5 | 2 | 2005 | 7 | GE | 1.5 SLE | 22 | 3 | 262.4
50123 | Leeward Asset Management, LLC | 56311 | Sweetwater Wind 3 LLC | TX | Nolan | SW3 | OP | Onshore Wind Turbine | WT | IPP Non-CHP | 2 | 135 | 135 | 135 | 12 | 2005 | 90 | GE | 1.5 SLE | 19 | 2 | 262
49893 | Invenergy Services LLC | 56320 | Spring Canyon | CO | Logan | 1 | OP | Onshore Wind Turbine | WT | IPP Non-CHP | 2 | 60 | 60 | 60 | 2 | 2006 | 40 | GE | 1.5 SLE | 19.5 | 2 | 263
15500 | Puget Sound Energy Inc | 56322 | Wild Horse | WA | Kittitas | 1 | OP | Onshore Wind Turbine | WT | Electric Utility | 1 | 228.6 | 228.6 | 228.6 | 12 | 2006 | 127 | Vestas | V80-1.8 | 18 | 2 | 219.8
15500 | Puget Sound Energy Inc | 56322 | Wild Horse | WA | Kittitas | WH2 | OP | Onshore Wind Turbine | WT | Electric Utility | 1 | 44 | 44 | 44 | 11 | 2009 | 22 | Vestas | V80-2.0 | 15.4 | 2 | 219.8
54707 | Blue Canyon Windpower II LLC | 56335 | Blue Canyon Windpower II | OK | Comanche | EW2 | OP | Onshore Wind Turbine | WT | IPP Non-CHP | 2 | 151 | 151 | 151 | 12 | 2005 | 84 | Vestas | V80-1.8 | 16.1 | 2 | 262
50123 | Leeward Asset Management, LLC | 56336 | Aragonne Wind LLC | NM | Guadalupe | 1 | OP | Onshore Wind Turbine | WT | IPP Non-CHP | 2 | 90 | 90 | 90 | 12 | 2006 | 90 | Mitsubishi | MWT-1000 | 17.3 | 1 | 226
50123 | Leeward Asset Management, LLC | 56337 | Sweetwater Wind 4 LLC | TX | Nolan | SW4 | OP | Onshore Wind Turbine | WT | IPP Non-CHP | 2 | 241 | 241 | 241 | 5 | 2007 | 181 | Mitsubishi | MWT-1000 | 16.5 | 1 | 230
54709 | High Trail Wind Farm LLC | 56338 | High Trail Wind Farm LLC | IL | McLean | 1 | OP | Onshore Wind Turbine | WT | IPP Non-CHP | 2 | 198 | 198 | 198 | 3 | 2007 | 120 | Vestas | V82-1.65 | 19 | 2 | 262
20856 | Wisconsin Power & Light Co | 56347 | Cedar Ridge | WI | Fond Du Lac | 1 | OP | Onshore Wind Turbine | WT | Electric Utility | 1 | 67.7 | 67.7 | 67.7 | 12 | 2008 | 41 | Vestas | V82-1.65 | 15 | 2 | 262
10000 | Kansas City Power & Light Co | 56351 | Spearville | KS | Ford | 1 | OP | Onshore Wind Turbine | WT | Electric Utility | 1 | 100.5 | 100.5 | 100.5 | 9 | 2006 | 67 | GE | 1.5 SLE | 19 | 2 | 265
10000 | Kansas City Power & Light Co | 56351 | Spearville | KS | Ford | 2 | OP | Onshore Wind Turbine | WT | Electric Utility | 1 | 48 | 48 | 48 | 12 | 2010 | 32 | GE | 1.5 SLE | 19 | 2 | 265
9417 | Interstate Power and Light Co | 56355 | Whispering Willow Wind Farm - East | IA | Franklin | 1 | OP | Onshore Wind Turbine | WT | Electric Utility | 1 | 199.7 | 199.7 | 199.7 | 12 | 2009 | 121 | Vestas | V82-1.65 | 17 | 2 | 262
54717 | FPL Energy Burleigh County Wind LLC | 56357 | FPL Energy Burleigh County Wind | ND | Burleigh | GE | OP | Onshore Wind Turbine | WT | IPP Non-CHP | 2 | 18 | 18 | 18 | 2 | 2006 | 12 | GE | 1.5 SLE | 19 | 2 | 262.5
54717 | FPL Energy Burleigh County Wind LLC | 56357 | FPL Energy Burleigh County Wind | ND | Burleigh | GE15 | OP | Onshore Wind Turbine | WT | IPP Non-CHP | 2 | 31.5 | 31.5 | 31.5 | 12 | 2005 | 21 | GE | 1.5 SLE | 19 | 2 | 262.5
15399 | Avangrid Renewables LLC | 56359 | Klondike Windpower II | OR | Sherman | PH2 | OP | Onshore Wind Turbine | WT | IPP Non-CHP | 2 | 75 | 75 | 75 | 7 | 2005 | 50 | GE | 1.5 SLE | 14.5 | 2 | 262
14354 | PacifiCorp | 56360 | Leaning Juniper | OR | Gilliam | 1 | OP | Onshore Wind Turbine | WT | Electric Utility | 1 | 100.5 | 100.5 | 100.5 | 10 | 2006 | 67 | GE | 1.5 SLE | 19 | 2 | 262
15399 | Avangrid Renewables LLC | 56361 | Big Horn Wind Project | WA | Klickitat | 1 | OP | Onshore Wind Turbine | WT | IPP Non-CHP | 2 | 199 | 199 | 199 | 10 | 2006 | 133 | GE | 1.5 SLE | 17 | 2 | 262
15399 | Avangrid Renewables LLC | 56362 | Shiloh I Wind Project | CA | Solano | 1 | OP | Onshore Wind Turbine | WT | IPP Non-CHP | 2 | 150 | 150 | 150 | 5 | 2006 | 100 | GE | 1.5 SLE | 15.3 | 2 | 262
15399 | Avangrid Renewables LLC | 56369 | Casselman Wind Power Project | PA | Somerset | 1 | OP | Onshore Wind Turbine | WT | IPP Non-CHP | 2 | 34.5 | 34.5 | 34.5 | 12 | 2007 | 23 | GE | 1.5 SLE | 15.1 | 2 | 262
50123 | Leeward Asset Management, LLC | 56371 | Cedar Creek Wind | CO | Weld | 1 | OP | Onshore Wind Turbine | WT | IPP Non-CHP | 2 | 300.5 | 300 | 300 | 11 | 2007 | 274 | Mitsubishi | MWT-1000 | 16.6 | 1 | 226
50123 | Leeward Asset Management, LLC | 56372 | Sweetwater Wind 5 | TX | Nolan | SW5 | OP | Onshore Wind Turbine | WT | IPP Non-CHP | 2 | 80.5 | 80.5 | 80.5 | 12 | 2007 | 35 | Siemens | SWT-2.3-82 VS | 16.5 | 1 | 262.4
9209 | Illinois Rural Electric Coop | 56376 | Pike County Wind Power | IL | Pike | WTG1 | OP | Onshore Wind Turbine | WT | Electric Utility | 1 | 1.7 | 1.7 | 1.7 | 5 | 2005 | 1 | Vestas | V82-1.65 | 13.7 | 2 | 235
49893 | Invenergy Services LLC | 56377 | Judith Gap Wind Energy Center | MT | Wheatland | 1 | OP | Onshore Wind Turbine | WT | IPP Non-CHP | 2 | 135 | 135 | 135 | 12 | 2005 | 90 | GE | 1.5 SLE | 19 | 2 | 263
794 | Apollo Energy Corp | 56378 | Pakini Nui Wind Farm | HI | Hawaii | 1 | OP | Onshore Wind Turbine | WT | IPP Non-CHP | 2 | 21 | 21 | 21 | 4 | 2007 | 14 | GE | 1.5 SE | 21 | 1 | 210
12341 | MidAmerican Energy Co | 56379 | Victory Wind Farm | IA | Carroll | VWF | OP | Onshore Wind Turbine | WT | Electric Utility | 1 | 99 | 99 | 99 | 12 | 2006 | 66 | GE | 1.62-82.5 | 16.8 | 3 | 263
14063 | Oklahoma Gas & Electric Co | 56380 | Centennial Wind Farm | OK | Harper | WT1 | OP | Onshore Wind Turbine | WT | Electric Utility | 1 | 120 | 120 | 120 | 12 | 2006 | 80 | GE | 1.5 SLE | 25 | 2 | 264
15399 | Avangrid Renewables LLC | 56383 | Northern Iowa Windpower II | IA | Worth | TOI2 | OP | Onshore Wind Turbine | WT | IPP Non-CHP | 2 | 80 | 80 | 80 | 1 | 2008 | 48 | Gamesa | G87-2.0 | 18 | 2 | 255
11479 | Madison Gas & Electric Co | 56386 | Top of Iowa Windfarm III | IA | Worth | TOI3 | OP | Onshore Wind Turbine | WT | Electric Utility | 1 | 29.7 | 3.7 | 3.7 | 2 | 2008 | 18 | Vestas | V82-1.65 | 19 | 2 | 262
20847 | Wisconsin Electric Power Co | 56391 | Blue Sky Green Field Wind Project | WI | Fond Du Lac | 1 | OP | Onshore Wind Turbine | WT | Electric Utility | 1 | 145.2 | 21 | 61 | 5 | 2008 | 88 | Vestas | V82-1.65 | 19 | 2 | 213.2
55696 | FPL Energy Oliver County Wind | 56392 | FPL Energy Oliver Wind I LLC | ND | Oliver | 1 | OP | Onshore Wind Turbine | WT | IPP Non-CHP | 2 | 50.6 | 50.6 | 50.6 | 12 | 2006 | 22 | Siemens | SWT-2.3-93 | 19 | 2 | 262.4
56215 | E ON Climate Renewables N America LLC | 56394 | Forest Creek Wind Farm LLC | TX | Glasscock | 1 | OP | Onshore Wind Turbine | WT | IPP Non-CHP | 2 | 124.2 | 124.2 | 124.2 | 12 | 2006 | 54 | Siemens | SWT-2.3-93 | 18.6 | 2 | 262.4
54759 | Mesquite Wind LLC | 56395 | Mesquite Wind Power LLC | TX | Shackelford | 1 | OP | Onshore Wind Turbine | WT | IPP Non-CHP | 2 | 200 | 200 | 200 | 11 | 2007 | 100 | Gamesa | G87-2.0 | 19 | 2 | 255
15399 | Avangrid Renewables LLC | 56399 | Lempster Wind LLC | NH | Sullivan | 1 | OP | Onshore Wind Turbine | WT | IPP Non-CHP | 2 | 24 | 24 | 24 | 12 | 2008 | 12 | Gamesa | G87-2.0 | 18 | 2 | 255
54789 | AgriWind Project, LLC | 56408 | Agriwind | IL | BUREAU | AWND1 | OP | Onshore Wind Turbine | WT | IPP Non-CHP | 2 | 8.4 | 8.4 | 8.4 | 7 | 2007 | 4 | Suzlon | S88-2100 | 15.9 | 2 | 262.4
54790 | Stahl Wind Energy LLC | 56409 | Stahl Wind Energy | MN | Pipestone | 1 | OP | Onshore Wind Turbine | WT | IPP Non-CHP | 2 | 1.7 | 1.7 | 1.7 | 12 | 2004 | 1 | Vestas | V82-1.65 | 18.6 | 2 | 240
54791 | Carstensen Wind LLC | 56410 | Carstensen Wind | MN | Pipestone | 1 | OP | Onshore Wind Turbine | WT | IPP Non-CHP | 2 | 1.7 | 1.7 | 1.7 | 12 | 2004 | 1 | Vestas | V82-1.65 | 17.4 | 2 | 240
54792 | Northern Lights Wind LLC | 56411 | Northern Lights Wind LLC | MN | Pipestone | 1 | OP | Onshore Wind Turbine | WT | IPP Non-CHP | 2 | 1.7 | 1.7 | 1.7 | 12 | 2004 | 1 | Vestas | V82-1.65 | 18.1 | 2 | 240
54793 | Lucky Wind LLC | 56412 | Lucky Wind | MN | Pipestone | 1 | OP | Onshore Wind Turbine | WT | IPP Non-CHP | 2 | 1.7 | 1.7 | 1.7 | 12 | 2004 | 1 | Vestas | V82-1.65 | 17.6 | 2 | 240
54794 | Greenback Energy LLC | 56413 | Greenback Energy | MN | Pipestone | 1 | OP | Onshore Wind Turbine | WT | IPP Non-CHP | 2 | 1.7 | 1.7 | 1.7 | 12 | 2004 | 1 | Vestas | V82-1.65 | 18.4 | 2 | 240
40580 | Southern Minnesota Mun P Agny | 56414 | Redwood Falls Wind | MN | Redwood | WND1 | OP | Onshore Wind Turbine | WT | Electric Utility | 1 | 1.7 | 1.7 | 1.7 | 12 | 2004 | 1 | Vestas | V82-1.65 | 19.1 | 2 | 237
40580 | Southern Minnesota Mun P Agny | 56414 | Redwood Falls Wind | MN | Redwood | WND2 | OP | Onshore Wind Turbine | WT | Electric Utility | 1 | 1.7 | 1.7 | 1.7 | 1 | 2005 | 1 | Vestas | V82-1.65 | 19.1 | 2 | 237
40580 | Southern Minnesota Mun P Agny | 56415 | Fairmont Wind | MN | Martin | WND1 | OP | Onshore Wind Turbine | WT | Electric Utility | 1 | 1 | 0.9 | 0.9 | 3 | 2003 | 1 | NEG-Micon | NM54/950 | 16.8 | 2 | 237
40580 | Southern Minnesota Mun P Agny | 56415 | Fairmont Wind | MN | Martin | WND2 | OP | Onshore Wind Turbine | WT | Electric Utility | 1 | 1 | 0.9 | 0.9 | 3 | 2003 | 1 | NEG-Micon | NM54/950 | 16.8 | 2 | 237
40580 | Southern Minnesota Mun P Agny | 56415 | Fairmont Wind | MN | Martin | WND3 | OP | Onshore Wind Turbine | WT | Electric Utility | 1 | 1.7 | 1.7 | 1.7 | 12 | 2004 | 1 | Vestas | V82-1.65 | 19.1 | 2 | 237
40580 | Southern Minnesota Mun P Agny | 56415 | Fairmont Wind | MN | Martin | WND4 | OP | Onshore Wind Turbine | WT | Electric Utility | 1 | 1.7 | 1.7 | 1.7 | 1 | 2005 | 1 | Vestas | V82-1.65 | 19.1 | 2 | 237
54800 | Michigan Wind 1, LLC | 56416 | Michigan Wind 1 | MI | Huron | 1 | OP | Onshore Wind Turbine | WT | IPP Non-CHP | 2 | 69 | 69 | 69 | 12 | 2008 | 46 | GE | 1.5 SLE | 15.7 | 2 | 262.5
54819 | FPL Energy Mower County LLC | 56424 | Mower County Wind Energy Center | MN | Mower | 1 | OP | Onshore Wind Turbine | WT | IPP Non-CHP | 2 | 98.9 | 98.9 | 98.9 | 12 | 2006 | 43 | Siemens | SWT-1.0-54 | 19 | 2 | 262.5
59883 | NRG Energy Gas & Wind Holdings Inc | 56432 | Wildorado Wind LLC | TX | Oldham | 1 | OP | Onshore Wind Turbine | WT | IPP Non-CHP | 2 | 161 | 161 | 161 | 4 | 2007 | 70 | Siemens | SWT-2.3-93 | 19 | 2 | 262.4
11208 | Los Angeles Department of Water & Power | 56433 | Pine Tree Wind Power Project | CA | Kern | 1 | OP | Onshore Wind Turbine | WT | Electric Utility | 1 | 135 | 135 | 135 | 6 | 2009 | 90 | GE | 1.5 SLE | 19 | 2 | 218
56592 | Idaho Wind Partners 1 LLC | 56434 | Burley Butte Windpark | ID | Cassia | BBWP | OP | Onshore Wind Turbine | WT | IPP Non-CHP | 2 | 21.3 | 21.3 | 21.3 | 2 | 2011 | 13 | GE | 1.5 XLE | 14.9 | 2 | 262.4
56592 | Idaho Wind Partners 1 LLC | 56435 | Golden Valley Wind Park LLC | ID | Cassia | GVWP | OP | Onshore Wind Turbine | WT | IPP Non-CHP | 2 | 12 | 12 | 12 | 1 | 2011 | 8 | GE | 1.5 XLE | 14.1 | 2 | 262.4
56592 | Idaho Wind Partners 1 LLC | 56437 | Milner Dam Wind Park LLC | ID | Cassia | MDWP | OP | Onshore Wind Turbine | WT | IPP Non-CHP | 2 | 19.5 | 19.5 | 19.5 | 2 | 2011 | 13 | GE | 1.5 XLE | 14.4 | 2 | 262.4
56592 | Idaho Wind Partners 1 LLC | 56439 | Oregon Trail Wind Park | ID | Twin Falls | OTWP | OP | Onshore Wind Turbine | WT | IPP Non-CHP | 2 | 13.5 | 13.5 | 13.5 | 1 | 2011 | 9 | GE | 1.5 XLE | 14 | 2 | 262.4
56592 | Idaho Wind Partners 1 LLC | 56440 | Pilgrim Stage Wind Park | ID | Twin Falls | PSWP | OP | Onshore Wind Turbine | WT | IPP Non-CHP | 2 | 10.5 | 10.5 | 10.5 | 1 | 2011 | 7 | GE | 1.5 XLE | 14.9 | 2 | 262.4
56592 | Idaho Wind Partners 1 LLC | 56441 | Salmon Falls Wind Park | ID | Twin Falls | SFWP | OP | Onshore Wind Turbine | WT | IPP Non-CHP | 2 | 21 | 21 | 21 | 4 | 2011 | 14 | GE | 1.5 XLE | 14.4 | 2 | 262.4
56592 | Idaho Wind Partners 1 LLC | 56442 | Thousand Springs Wind Park | ID | Twin Falls | TSWP | OP | Onshore Wind Turbine | WT | IPP Non-CHP | 2 | 12 | 12 | 12 | 1 | 2011 | 8 | GE | 1.5 XLE | 13.8 | 2 | 262.4
56592 | Idaho Wind Partners 1 LLC | 56443 | Tuana Gulch Wind Park | ID | Twin Falls | TGWP | OP | Onshore Wind Turbine | WT | IPP Non-CHP | 2 | 10.5 | 10.5 | 10.5 | 1 | 2011 | 7 | GE | 1.5 XLE | 14.1 | 2 | 262.4
50123 | Leeward Asset Management, LLC | 56446 | Buena Vista Energy LLC | CA | Contra Costa | 1 | OP | Onshore Wind Turbine | WT | IPP Non-CHP | 2 | 38 | 38 | 38 | 12 | 2006 | 38 | Mitsubishi | MWT-1000 | 13.6 | 1 | 197
57170 | EDF Renewable Asset Holdings, Inc. | 56447 | Hawi Wind Farm | HI | Hawaii | V-47 | OP | Onshore Wind Turbine | WT | IPP Non-CHP | 2 | 10.6 | 10.6 | 10.6 | 5 | 2006 | 16 | Vestas | V47-660 | 22.4 | 1 | 131.2
59155 | First Wind O&M, LLC | 56448 | Mars Hill Wind Farm Project | ME | Aroostook | 1 | OP | Onshore Wind Turbine | WT | IPP Non-CHP | 2 | 42 | 42 | 42 | 3 | 2007 | 28 | GE | 1.5 SLE | 19 | 2 | 262.4
59155 | First Wind O&M, LLC | 56449 | Kaheawa Pastures Wind Farm | HI | Maui | 1 | OP | Onshore Wind Turbine | WT | IPP Non-CHP | 2 | 30 | 30 | 30 | 1 | 2006 | 20 | GE | 1.5 SE | 22 | 1 | 298
50123 | Leeward Asset Management, LLC | 56450 | GSG LLC | IL | Lee | 1 | OP | Onshore Wind Turbine | WT | IPP Non-CHP | 2 | 80 | 80 | 80 | 6 | 2007 | 40 | Gamesa | G87-2.0 | 19 | 2 | 256
50123 | Leeward Asset Management, LLC | 56451 | Allegheny Ridge Wind Farm | PA | Cambria | 1 | OP | Onshore Wind Turbine | WT | IPP Non-CHP | 2 | 80 | 80 | 80 | 6 | 2007 | 40 | Gamesa | G87-2.0 | 19 | 2 | 256
54870 | FPL Energy Red Canyon LLC | 56457 | Post Wind Farm LP | TX | Borden | 1 | OP | Onshore Wind Turbine | WT | IPP Non-CHP | 2 | 84 | 84 | 84 | 4 | 2006 | 56 | GE | 1.5 SLE | 19 | 2 | 262.5
15399 | Avangrid Renewables LLC | 56459 | MinnDakota Wind LLC | MN | Lincoln | 2 | OP | Onshore Wind Turbine | WT | IPP Non-CHP | 2 | 150 | 150 | 150 | 1 | 2008 | 100 | GE | 1.5 SLE | 16.1 | 2 | 262
15399 | Avangrid Renewables LLC | 56460 | Twin Buttes Wind Project | CO | Bent | WT1 | OP | Onshore Wind Turbine | WT | IPP Non-CHP | 2 | 75 | 75 | 75 | 7 | 2007 | 50 | GE | 1.5 SLE | 17.4 | 2 | 255
14354 | PacifiCorp | 56466 | Marengo Wind Plant | WA | Columbia | 1 | OP | Onshore Wind Turbine | WT | Electric Utility | 1 | 140.4 | 140.4 | 140.4 | 8 | 2007 | 78 | Vestas | V80-1.8 | 25.3 | 2 | 213
14354 | PacifiCorp | 56466 | Marengo Wind Plant | WA | Columbia | 2 | OP | Onshore Wind Turbine | WT | Electric Utility | 1 | 70.2 | 70.2 | 70.2 | 1 | 2008 | 39 | Vestas | V80-1.8 | 25.3 | 2 | 213
15399 | Avangrid Renewables LLC | 56468 | Klondike Windpower III | OR | Sherman | 1 | OP | Onshore Wind Turbine | WT | IPP Non-CHP | 2 | 221 | 221 | 221 | 11 | 2007 | 124 | Siemens | SWT-2.3-93 | 16.5 | 2 | 262.4
15399 | Avangrid Renewables LLC | 56468 | Klondike Windpower III | OR | Sherman | 2 | OP | Onshore Wind Turbine | WT | IPP Non-CHP | 2 | 76.5 | 76.5 | 76.5 | 7 | 2008 | 51 | Siemens | SWT-2.3-93 | 16.5 | 2 | 262.4
15399 | Avangrid Renewables LLC | 56470 | Locust Ridge | PA | Schuylkill | LRWF | OP | Onshore Wind Turbine | WT | IPP Non-CHP | 2 | 26 | 26 | 26 | 3 | 2007 | 13 | Gamesa | G87-2.0 | 15.3 | 2 | 255
56215 | E ON Climate Renewables N America LLC | 56479 | Sand Bluff Wind Farm | TX | Glasscock | 2 | OP | Onshore Wind Turbine | WT | IPP Non-CHP | 2 | 90 | 90 | 90 | 1 | 2007 | 45 | Gamesa | G87-2.0 | 18.6 | 2 | 255.9
54759 | Mesquite Wind LLC | 56483 | Post Oak Wind LLC | TX | Shackelford | 1 | OP | Onshore Wind Turbine | WT | IPP Non-CHP | 2 | 200 | 200 | 200 | 3 | 2008 | 100 | Gamesa | G87-2.0 | 19 | 2 | 255
19740 | AES Wind Generation Inc | 56484 | Buffalo Gap 2 Wind Farm | TX | Nolan | 1 | OP | Onshore Wind Turbine | WT | IPP Non-CHP | 2 | 232.5 | 232.5 | 232.5 | 7 | 2007 | 155 | GE | 1.5 S | 17 | 2 | 201
15248 | Portland General Electric Co | 56485 | Biglow Canyon Wind Farm | OR | Sherman | 1 | OP | Onshore Wind Turbine | WT | Electric Utility | 1 | 125.4 | 125.4 | 125.4 | 12 | 2007 | 76 | Vestas | V82-1.65 | 19 | 2 | 260
15248 | Portland General Electric Co | 56485 | Biglow Canyon Wind Farm | OR | Sherman | 2 | OP | Onshore Wind Turbine | WT | Electric Utility | 1 | 163.3 | 163.3 | 163.3 | 9 | 2009 | 71 | Siemens | SWT-2.3-93 | 19 | 2 | 262.4
15248 | Portland General Electric Co | 56485 | Biglow Canyon Wind Farm | OR | Sherman | 3 | OP | Onshore Wind Turbine | WT | Electric Utility | 1 | 161 | 161 | 161 | 8 | 2010 | 70 | Siemens | SWT-2.3-93 | 19 | 2 | 262.4
55907 | White Creek Wind 1 LLC | 56487 | White Creek Wind Farm | WA | Klickitat | 1 | OP | Onshore Wind Turbine | WT | IPP Non-CHP | 2 | 204 | 204 | 204 | 11 | 2007 | 89 | Siemens | SWT-2.3-93 | 17.6 | 2 | 260
55886 | Smoky Hills Wind Farm I LLC | 56488 | Smoky Hills Wind Project Phase I | KS | Lincoln | 1 | OP | Onshore Wind Turbine | WT | IPP Non-CHP | 2 | 100.8 | 100.8 | 100.8 | 1 | 2008 | 56 | Vestas | V80-1.8 | 24 | 2 | 328
49893 | Invenergy Services LLC | 56493 | Buffalo Mountain Energy Center | TN | Anderson | 4 | OP | Onshore Wind Turbine | WT | IPP Non-CHP | 2 | 27 | 27 | 27 | 12 | 2004 | 15 | Vestas | V80-1.8 | 17 | 2 | 255.8
54904 | High Prairie Wind Farm II LLC | 56494 | Prairie Star Wind Farm | MN | Mower | HP2 | OP | Onshore Wind Turbine | WT | IPP Non-CHP | 2 | 100.6 | 100.6 | 100.6 | 12 | 2007 | 61 | Vestas | V82-1.65 | 16.4 | 2 | 265
17058 | Shell Wind Energy Inc. | 56495 | NedPower Mount Storm | WV | Grant | MS1 | OP | Onshore Wind Turbine | WT | IPP Non-CHP | 2 | 164 | 164 | 164 | 3 | 2008 | 82 | Gamesa | G80-2.0 | 18.3 | 1 | 255.9
17058 | Shell Wind Energy Inc. | 56495 | NedPower Mount Storm | WV | Grant | MS2 | OP | Onshore Wind Turbine | WT | IPP Non-CHP | 2 | 100 | 100 | 100 | 12 | 2008 | 50 | Gamesa | G80-2.0 | 18.3 | 1 | 255.9
12341 | MidAmerican Energy Co | 56501 | Pomeroy Wind Farm | IA | Pocahontas | PWF | OP | Onshore Wind Turbine | WT | Electric Utility | 1 | 123 | 123 | 123 | 12 | 2007 | 82 | GE | 1.5 SLE | 16.8 | 3 | 263
12341 | MidAmerican Energy Co | 56501 | Pomeroy Wind Farm | IA | Pocahontas | PWF2 | OP | Onshore Wind Turbine | WT | Electric Utility | 1 | 75 | 75 | 75 | 12 | 2007 | 50 | GE | 1.5 SLE | 16.8 | 3 | 263
12341 | MidAmerican Energy Co | 56501 | Pomeroy Wind Farm | IA | Pocahontas | PWF3 | OP | Onshore Wind Turbine | WT | Electric Utility | 1 | 58.5 | 58.5 | 58.5 | 12 | 2008 | 39 | GE | 1.5 SLE | 16.8 | 3 | 263
12341 | MidAmerican Energy Co | 56501 | Pomeroy Wind Farm | IA | Pocahontas | PWF4 | OP | Onshore Wind Turbine | WT | Electric Utility | 1 | 29.9 | 29.9 | 29.9 | 8 | 2011 | 13 | Siemens | SWT-2.3-101 | 16.8 | 3 | 262.4
49893 | Invenergy Services LLC | 56506 | Scurry County Wind LP | TX | Scurry | SCW | OP | Onshore Wind Turbine | WT | IPP Non-CHP | 2 | 130.5 | 130.5 | 130.5 | 5 | 2007 | 87 | GE | 1.5 SLE | 18.6 | 2 | 263
55734 | Cow Branch Wind Power, LLC | 56536 | Cow Branch | MO | Atchison | 1 | OP | Onshore Wind Turbine | WT | IPP Non-CHP | 2 | 50.4 | 50.4 | 50.4 | 4 | 2008 | 24 | Suzlon | S88-2100 | 17 | 2 | 262.4
55735 | CR Clearing, LLC | 56537 | Conception | MO | Nodaway | 1 | OP | Onshore Wind Turbine | WT | IPP Non-CHP | 2 | 50.4 | 50.4 | 50.4 | 4 | 2008 | 24 | Suzlon | S88-2100 | 16 | 2 | 262.4
55736 | Loess Hills Wind Farm LLC | 56538 | Loess Hills | MO | Atchison | 1 | OP | Onshore Wind Turbine | WT | IPP Non-CHP | 2 | 5 | 5 | 5 | 2 | 2008 | 4 | Suzlon | S64-1250 | 13.2 | 2 | 244.4
59883 | NRG Energy Gas & Wind Holdings Inc | 56543 | Eastridge Wind Project | MN | Murray | 1 | OP | Onshore Wind Turbine | WT | IPP Non-CHP | 2 | 10.4 | 10.4 | 10.4 | 4 | 2006 | 8 | Suzlon | S64-950 | 17 | 3 | 213
59883 | NRG Energy Gas & Wind Holdings Inc | 56544 | Windom Wind Project | MN | Cottonwood | 1 | OP | Onshore Wind Turbine | WT | IPP Non-CHP | 2 | 15.6 | 15.6 | 15.6 | 3 | 2006 | 12 | Suzlon | S64-1250 | 17 | 2 | 213
55737 | Wind Capital Holdings, LLC | 56555 | Bluegrass Ridge | MO | Gentry | 1 | OP | Onshore Wind Turbine | WT | IPP Non-CHP | 2 | 56.7 | 56.7 | 56.7 | 6 | 2007 | 27 | Suzlon | S88-2100 | 16 | 2 | 262.4
55835 | Exelon Wind 4, LLC | 56560 | EXC Wind 4 | TX | Hansford | JDW4 | OP | Onshore Wind Turbine | WT | IPP Non-CHP | 2 | 79.8 | 79.8 | 79.8 | 1 | 2008 | 38 | Suzlon | S88-2100 | 19.1 | 2 | 262.4
55834 | Exelon Wind 5, LLC | 56561 | EXC Wind 5 | TX | Sherman | JDW5 | OP | Onshore Wind Turbine | WT | IPP Non-CHP | 2 | 10 | 10 | 10 | 11 | 2006 | 8 | Suzlon | S64-1250 | 20 | 2 | 244.4
55833 | Exelon Wind 6, LLC | 56562 | EXC Wind 6 | TX | Sherman | JDW6 | OP | Onshore Wind Turbine | WT | IPP Non-CHP | 2 | 10 | 10 | 10 | 1 | 2007 | 8 | Suzlon | S64-1250 | 20 | 2 | 244.4
55785 | FPL Peetz Table Wind Energy | 56563 | Peetz Table Wind Energy | CO | Logan | GE | OP | Onshore Wind Turbine | WT | IPP Non-CHP | 2 | 199.5 | 199.5 | 199.5 | 9 | 2007 | 133 | GE | 1.5 SLE | 19 | 2 | 262.5
2770 | Terra-Gen Operating Co LLC | 56570 | Terra-Gen VG Wind LLC | CA | Kern | WGNS | OP | Onshore Wind Turbine | WT | IPP Non-CHP | 2 | 7.4 | 7.4 | 7.4 | 1 | 1984 | 10 | Zond | Z-50 | 22.4 | 1 | 180
54799 | FPL Energy Oliver County Wind II LLC | 56573 | FPL Energy Oliver Wind II LLC | ND | Oliver | 2 | OP | Onshore Wind Turbine | WT | IPP Non-CHP | 2 | 48 | 48 | 48 | 12 | 2007 | 32 | GE | 1.5 S | 19 | 2 | 262.5
59155 | First Wind O&M, LLC | 56575 | Steel Winds Wind Farm | NY | Erie | 1 | OP | Onshore Wind Turbine | WT | IPP Non-CHP | 2 | 20 | 20 | 20 | 6 | 2007 | 8 | Clipper | Liberty C96 | 19 | 2 | 262.4
55832 | Shane's Wind Machine LLC | 56577 | Shane's Wind Machine | MN | Pipestone | 1 | OP | Onshore Wind Turbine | WT | IPP Non-CHP | 2 | 1.3 | 1.3 | 1.3 | 7 | 2006 | 1 | Suzlon | S88-2100 | 16.8 | 2 | 262.4
56689 | RENEW Energy Inc | 56578 | Roadrunner I LLC | MN | Lincoln | 1 | OP | Onshore Wind Turbine | WT | IPP Non-CHP | 2 | 1.3 | 1.3 | 1.3 | 5 | 2006 | 1 | Suzlon | S64-1250 | 16.8 | 2 | 244.4
56689 | RENEW Energy Inc | 56579 | Windy Dog I LLC | MN | Lincoln | 1 | OP | Onshore Wind Turbine | WT | IPP Non-CHP | 2 | 1.3 | 1.3 | 1.3 | 5 | 2006 | 1 | Suzlon | S64-1250 | 16.8 | 2 | 244.4
56807 | Moore 1 | 56580 | Blue Breezes LLC | MN | Faribault | 1 | OP | Onshore Wind Turbine | WT | IPP Non-CHP | 2 | 1.3 | 1.3 | 1.3 | 5 | 2006 | 1 | Suzlon | S64-1250 | 17 | 2 | 244.4
56807 | Moore 1 | 56581 | Blue Breezes II LLC | MN | Faribault | 1 | OP | Onshore Wind Turbine | WT | IPP Non-CHP | 2 | 1.3 | 1.3 | 1.3 | 5 | 2006 | 1 | Suzlon | S64-1250 | 17 | 2 | 244.4
56689 | RENEW Energy Inc | 56582 | Breezy Bucks II LLC | MN | Lincoln | 1 | OP | Onshore Wind Turbine | WT | IPP Non-CHP | 2 | 1.3 | 1.3 | 1.3 | 5 | 2006 | 1 | Suzlon | S64-1250 | 16.8 | 2 | 244.4
56689 | RENEW Energy Inc | 56583 | Salty Dog I LLC | MN | Lincoln | 1 | OP | Onshore Wind Turbine | WT | IPP Non-CHP | 2 | 1.3 | 1.3 | 1.3 | 5 | 2006 | 1 | Suzlon | S64-1250 | 16.8 | 2 | 244.4
56689 | RENEW Energy Inc | 56584 | Salty Dog II LLC | MN | Lincoln | 1 | OP | Onshore Wind Turbine | WT | IPP Non-CHP | 2 | 1.3 | 1.3 | 1.3 | 5 | 2006 | 1 | Suzlon | S64-1250 | 16.8 | 2 | 244.4
56689 | RENEW Energy Inc | 56585 | Wallys Wind Farm LLC | MN | Lincoln | 1 | OP | Onshore Wind Turbine | WT | IPP Non-CHP | 2 | 1.3 | 1.3 | 1.3 | 5 | 2006 | 1 | Suzlon | S64-1250 | 16.8 | 2 | 244.4
60661 | Midwest Power Partners LLC | 56586 | Sunset Breeze LLC | MN | Nobles | 1 | OP | Onshore Wind Turbine | WT | IPP Non-CHP | 2 | 1.3 | 1.3 | 1.3 | 5 | 2006 | 1 | Suzlon | S64-1250 | 17.9 | 2 | 244.4
60661 | Midwest Power Partners LLC | 56587 | Minnesota Breeze LLC | MN | Nobles | 1 | OP | Onshore Wind Turbine | WT | IPP Non-CHP | 2 | 1.3 | 1.3 | 1.3 | 5 | 2006 | 1 | Suzlon | S64-1250 | 17.9 | 2 | 244.4
60661 | Midwest Power Partners LLC | 56588 | G Flow Wind LLC | MN | Nobles | 1 | OP | Onshore Wind Turbine | WT | IPP Non-CHP | 2 | 1.3 | 1.3 | 1.3 | 5 | 2006 | 1 | Suzlon | S64-1250 | 17.9 | 2 | 244.4
60661 | Midwest Power Partners LLC | 56589 | Wolf Wind Enterprises LLC | MN | Nobles | 1 | OP | Onshore Wind Turbine | WT | IPP Non-CHP | 2 | 1.3 | 1.3 | 1.3 | 5 | 2006 | 1 | Suzlon | S64-1250 | 17.9 | 2 | 244.4
60661 | Midwest Power Partners LLC | 56590 | Green Acres Breeze LLC | MN | Nobles | 1 | OP | Onshore Wind Turbine | WT | IPP Non-CHP | 2 | 1.3 | 1.3 | 1.3 | 5 | 2006 | 1 | Suzlon | S64-1250 | 17.9 | 2 | 244.4
61185 | Cycle Power Partners | 56591 | Horseshoe Bend Wind Park | MT | Cascade | HBWP | OP | Onshore Wind Turbine | WT | IPP Non-CHP | 2 | 9 | 9 | 9 | 2 | 2006 | 6 | GE | 1.5 SLE | 19 | 2 | 262.5
56215 | E ON Climate Renewables N America LLC | 56592 | Champion Wind Farm LLC | TX | Nolan | CH1 | OP | Onshore Wind Turbine | WT | IPP Non-CHP | 2 | 126.5 | 126.5 | 126.5 | 2 | 2008 | 55 | Siemens | SWT-2.3-93 | 18.6 | 2 | 262.4
56215 | E ON Climate Renewables N America LLC | 56593 | Roscoe Wind Farm LLC | TX | Nolan | RO1 | OP | Onshore Wind Turbine | WT | IPP Non-CHP | 2 | 209 | 209 | 209 | 2 | 2008 | 209 | Mitsubishi | MWT-1000A | 18.3 | 2 | 226.4
56215 | E ON Climate Renewables N America LLC | 56594 | Munnsville Wind Farm LLC | NY | Madison | MU1 | OP | Onshore Wind Turbine | WT | IPP Non-CHP | 2 | 34.5 | 34.5 | 34.5 | 10 | 2007 | 23 | GE | 1.5 SLE | 15.9 | 2 | 262.4
56689 | RENEW Energy Inc | 56595 | Breezy Bucks I LLC | MN | Lincoln | 1 | OP | Onshore Wind Turbine | WT | IPP Non-CHP | 2 | 1.3 | 1.3 | 1.3 | 5 | 2006 | 1 | Suzlon | S64-1250 | 16.8 | 2 | 244.4
55847 | Snyder Wind Farm LLC | 56602 | Snyder Wind Farm | TX | Scurry | SNY1 | OP | Onshore Wind Turbine | WT | IPP Non-CHP | 2 | 63 | 63 | 63 | 12 | 2007 | 21 | Vestas | V90-3.0 | 24 | 2 | 328
55799 | FPL Energy Langdon Wind LLC | 56605 | Langdon Wind LLC | ND | Cavalier | GE15 | OP | Onshore Wind Turbine | WT | IPP Non-CHP | 2 | 118.5 | 118.5 | 118.5 | 12 | 2007 | 106 | GE | 1.5 SLE | 19 | 2 | 262.5
1307 | Basin Electric Power Coop | 56607 | Prairie Winds ND1 | ND | Ward | ND1 | OP | Onshore Wind Turbine | WT | Electric Utility | 1 | 115.5 | 115.5 | 115.5 | 12 | 2009 | 77 | GE | 1.5 SLE | 22.4 | 2 | 262.5
1307 | Basin Electric Power Coop | 56608 | Prairie Winds SD1 | SD | Jerauld | SD1 | OP | Onshore Wind Turbine | WT | Electric Utility | 1 | 150 | 150 | 150 | 2 | 2011 | 100 | GE | 1.5 SLE | 22.4 | 2 | 262.5
1307 | Basin Electric Power Coop | 56608 | Prairie Winds SD1 | SD | Jerauld | SD2 | OP | Onshore Wind Turbine | WT | Electric Utility | 1 | 10.5 | 10.5 | 10.5 | 2 | 2011 | 7 | GE | 1.5 SLE | 22.4 | 2 | 262.5
1307 | Basin Electric Power Coop | 56608 | Prairie Winds SD1 | SD | Jerauld | SD3 | OP | Onshore Wind Turbine | WT | Electric Utility | 1 | 1.5 | 1.5 | 1.5 | 2 | 2011 | 1 | GE | 1.5 SLE | 22.4 | 2 | 262.5
55862 | Logan Wind Energy LLC | 56613 | Logan Wind Energy | CO | Logan | 1 | OP | Onshore Wind Turbine | WT | IPP Non-CHP | 2 | 201 | 201 | 201 | 10 | 2007 | 134 | GE | 1.5 SLE | 19 | 2 | 262.5
55866 | Old Trail Wind Farm LLC | 56614 | Old Trail Wind Farm | IL | McLean | 2 | OP | Onshore Wind Turbine | WT | IPP Non-CHP | 2 | 198 | 198 | 198 | 12 | 2007 | 120 | Vestas | V82-1.65 | 19 | 2 | 262
57170 | EDF Renewable Asset Holdings, Inc. | 56617 | Fenton Wind Farm | MN | Murray | 1 | OP | Onshore Wind Turbine | WT | IPP Non-CHP | 2 | 205.5 | 205.5 | 205.5 | 9 | 2007 | 137 | GE | 1.5 SLE | 19 | 2 | 262.4
55868 | Noble Wind Operations LLC | 56618 | Noble Clinton Windpark LLC | NY | Clinton | 1 | OP | Onshore Wind Turbine | WT | IPP Non-CHP | 2 | 100.5 | 100.5 | 100.5 | 5 | 2008 | 67 | GE | 1.5 SLE | 19 | 2 | 262
55868 | Noble Wind Operations LLC | 56619 | Noble Ellenburg Windpark LLC | NY | Clinton | 1 | OP | Onshore Wind Turbine | WT | IPP Non-CHP | 2 | 81 | 81 | 81 | 5 | 2008 | 54 | GE | 1.5 SLE | 19 | 2 | 262
55868 | Noble Wind Operations LLC | 56620 | Noble Bliss Windpark LLC | NY | Wyoming | 1 | OP | Onshore Wind Turbine | WT | IPP Non-CHP | 2 | 100.5 | 100.5 | 100.5 | 5 | 2008 | 67 | GE | 1.5 SLE | 19 | 2 | 262
59883 | NRG Energy Gas & Wind Holdings Inc | 56621 | Sleeping Bear LLC | OK | Harper | 1 | OP | Onshore Wind Turbine | WT | IPP Non-CHP | 2 | 94.5 | 94.5 | 94.5 | 10 | 2007 | 45 | Suzlon | S88-2100 | 19 | 2 | 262.4
15399 | Avangrid Renewables LLC | 56622 | Providence Heights Wind LLC | IL | Bureau | 1 | OP | Onshore Wind Turbine | WT | IPP Non-CHP | 2 | 72 | 72 | 72 | 8 | 2008 | 36 | Gamesa | G87-2.0 | 17 | 2 | 255
55880 | Telocaset Wind Power Partners | 56623 | Elkhorn Valley Wind Farm | OR | Union | EH1 | OP | Onshore Wind Turbine | WT | IPP Non-CHP | 2 | 100.7 | 100.7 | 100.7 | 12 | 2007 | 61 | Vestas | V82-1.65 | 17 | 2 | 240
57158 | Ewington Wind Project | 56624 | BC Energy LLC | MN | Jackson | 1 | OP | Onshore Wind Turbine | WT | IPP Non-CHP | 2 | 4 | 4 | 4 | 1 | 2008 | 2 | Suzlon | S88-2100 | 17.8 | 2 | 262.4
57158 | Ewington Wind Project | 56625 | KC Energy LLC | MN | Jackson | 1 | OP | Onshore Wind Turbine | WT | IPP Non-CHP | 2 | 4 | 4 | 4 | 1 | 2008 | 2 | Suzlon | S88-2100 | 17.8 | 2 | 262.4
57158 | Ewington Wind Project | 56626 | K&D Energy LLC | MN | Jackson | 1 | OP | Onshore Wind Turbine | WT | IPP Non-CHP | 2 | 4 | 4 | 4 | 1 | 2008 | 2 | Suzlon | S88-2100 | 17.8 | 2 | 262.4
57158 | Ewington Wind Project | 56627 | KSS Turbines LLC | MN | Jackson | 1 | OP | Onshore Wind Turbine | WT | IPP Non-CHP | 2 | 4 | 4 | 4 | 1 | 2008 | 2 | Suzlon | S88-2100 | 17.8 | 2 | 262.4
56805 | Exelon Wind LLC | 56628 | Prairie Wind Power LLC | MN | Jackson | 1 | OP | Onshore Wind Turbine | WT | IPP Non-CHP | 2 | 4 | 4 | 4 | 1 | 2008 | 2 | Suzlon | S88-2100 | 17.8 | 2 | 262.4
12647 | ALLETE, Inc. | 56630 | Taconite Ridge 1 Wind Energy Center | MN | St Louis | 1 | OP | Onshore Wind Turbine | WT | Electric Utility | 1 | 25 | 25 | 25 | 5 | 2008 | 10 | Clipper | Liberty C96 | 20 | 2 | 262.4
59155 | First Wind O&M, LLC | 56633 | Dutch Hill Wind Project | NY | Steuben | 1 | OP | Onshore Wind Turbine | WT | IPP Non-CHP | 2 | 37.5 | 37.5 | 37.5 | 1 | 2009 | 15 | Clipper | Liberty C96 | 19 | 2 | 262.4
59155 | First Wind O&M, LLC | 56634 | Cohocton Wind Project | NY | Steuben | 1 | OP | Onshore Wind Turbine | WT | IPP Non-CHP | 2 | 87.5 | 87.5 | 87.5 | 1 | 2009 | 35 | Clipper | Liberty C96 | 19 | 2 | 262.4
55873 | Harvest Windfarm, LLC | 56635 | Harvest | MI | Huron | 1 | OP | Onshore Wind Turbine | WT | IPP Non-CHP | 2 | 52.8 | 52.8 | 52.8 | 1 | 2008 | 32 | Vestas | V82-1.65 | 15.6 | 2 | 262.4
55891 | Hot Springs Windfarm, LLC | 56636 | Mountain Home | ID | Elmore | 1 | OP | Onshore Wind Turbine | WT | IPP Non-CHP | 2 | 21 | 21 | 21 | 5 | 2008 | 10 | Suzlon | S88-2100 | 14.7 | 2 | 262.4
55890 | Bennett Creek Windfarm LLC | 56637 | Bennett Creek Windfarm LLC - Mountain Home | ID | Elmore | 1 | OP | Onshore Wind Turbine | WT | IPP Non-CHP | 2 | 21 | 21 | 21 | 7 | 2008 | 10 | Suzlon | S88-2100 | 14.7 | 2 | 262.4
19740 | AES Wind Generation Inc | 56638 | Buffalo Gap 3 Wind Farm | TX | Nolan | GEN1 | OP | Onshore Wind Turbine | WT | IPP Non-CHP | 2 | 170.2 | 170.2 | 170.2 | 8 | 2008 | 74 | Siemens | SWT-1.3-62 | 17 | 1 | 262
55931 | Orion Energy Group LLC | 56640 | Camp Grove Wind Farm | IL | Stark | 1 | OP | Onshore Wind Turbine | WT | IPP Non-CHP | 2 | 150 | 150 | 150 | 12 | 2007 | 100 | GE | 1.5 SLE | 20 | 2 | 262
49893 | Invenergy Services LLC | 56644 | Stanton Wind Energy LLC | TX | Martin | 1 | OP | Onshore Wind Turbine | WT | IPP Non-CHP | 2 | 120 | 120 | 120 | 2 | 2008 | 80 | GE | 1.5 SLE | 17.4 | 2 | 263
55901 | Osceola Windpower LLC | 56645 | Osceola Windpower LLC | IA | Osceola | CL25 | OP | Onshore Wind Turbine | WT | IPP Non-CHP | 2 | 100 | 100 | 100 | 7 | 2008 | 40 | Clipper | Liberty C96 | 19 | 2 | 262.4
5906 | EDF Renewable Services Inc | 56646 | Chandler Hills Wind Farm | MN | Murray | 1 | OP | Onshore Wind Turbine | WT | IPP Non-CHP | 2 | 2 | 2 | 2 | 1 | 1999 | 3 | Vestas | V47-660 | 22.4 | 2 | 213.3
56484 | Butler Ridge Wind Energy Center | 56647 | Butler Ridge | WI | Dodge | 1 | OP | Onshore Wind Turbine | WT | IPP Non-CHP | 2 | 54 | 54 | 54 | 2 | 2009 | 36 | GE | 1.5 XLE | 16.8 | 3 | 262.5
58353 | NextEra Energy Majestic Wind | 56648 | Majestic 1 Wind Farm | TX | Carson | 1 | OP | Onshore Wind Turbine | WT | IPP Non-CHP | 2 | 79.5 | 79.5 | 79.5 | 1 | 2009 | 53 | GE | 1.5 SLE | 19 | 2 | 262.5
55397 | NRG Energy Inc | 56649 | South Trent Wind Farm | TX | Nolan | 1 | OP | Onshore Wind Turbine | WT | IPP Non-CHP | 2 | 101.2 | 101.2 | 101.2 | 1 | 2009 | 44 | Siemens | SWT-2.3-93 | 20 | 2 | 240
59102 | Wessington Wind | 56650 | Wessington Springs | SD | Jerauld | 1 | OP | Onshore Wind Turbine | WT | IPP Non-CHP | 2 | 51 | 51 | 51 | 2 | 2009 | 34 | GE | 1.5 SLE | 19 | 2 | 262.5
56385 | Duke Energy DEGS North Allegheny | 56651 | North Allegheny Windpower Project | PA | Blair | 1 | OP | Onshore Wind Turbine | WT | IPP Non-CHP | 2 | 70 | 70 | 70 | 9 | 2009 | 35 | Gamesa | G87-2.0 | 14.9 | 2 | 272
56545 | Pattern Operators LP | 56654 | Hatchet Ridge Wind Project | CA | Shasta | 1 | OP | Onshore Wind Turbine | WT | IPP Non-CHP | 2 | 101.2 | 101.2 | 101.2 | 12 | 2010 | 44 | Siemens | SWT-2.3-93 | 19 | 2 | 262.4
56951 | Michigan Wind 2, LLC | 56659 | Michigan Wind 2 | MI | Sanilac | 1 | OP | Onshore Wind Turbine | WT | IPP Non-CHP | 2 | 90 | 90 | 90 | 12 | 2011 | 50 | Vestas | V100-1.8 | 16.3 | 3 | 311.7
56545 | Pattern Operators LP | 56661 | Pattern Gulf Wind | TX | Kenedy | 1 | OP | Onshore Wind Turbine | WT | IPP Non-CHP | 2 | 283.2 | 283.2 | 283.2 | 12 | 2008 | 118 | Mitsubishi | MWT-95/2.4 | 19 | 2 | 262.4
55918 | Acciona Wind Energy USA LLC | 56665 | Dempsey Ridge Wind Farm | OK | Roger Mills | DR | OP | Onshore Wind Turbine | WT | IPP Non-CHP | 2 | 132 | 132 | 132 | 5 | 2012 | 66 | Gamesa | G90-2.0 | 24.6 | 2 | 255.9
14354 | PacifiCorp | 56666 | Goodnoe Hills | WA | Klickitat | 1 | OP | Onshore Wind Turbine | WT | Electric Utility | 1 | 94 | 94 | 94 | 6 | 2008 | 47 | REpower | MM92 | 19 | 2 | 262
55918 | Acciona Wind Energy USA LLC | 56669 | Tatanka Wind Power LLC | ND | Dickey | TW1 | OP | Onshore Wind Turbine | WT | IPP Non-CHP | 2 | 180 | 180 | 180 | 1 | 2008 | 120 | Acciona | AW77/1500 | 18.8 | 2 | 262.4
55918 | Acciona Wind Energy USA LLC | 56670 | Velva Windfarm LLC | ND | McHenry | VW1 | OP | Onshore Wind Turbine | WT | IPP Non-CHP | 2 | 11.9 | 11.9 | 11.9 | 12 | 2005 | 18 | Vestas | V47-660 | 19 | 2 | 215
55922 | Whirlwind Energy LLC | 56673 | Whirlwind Energy Center | TX | Floyd | WEC | OP | Onshore Wind Turbine | WT | IPP Non-CHP | 2 | 59.8 | 57 | 57 | 12 | 2007 | 26 | Siemens | SWT-2.3-93 | 17.5 | 2 | 262.4
12341 | MidAmerican Energy Co | 56677 | Charles City Wind Farm | IA | Floyd | CCWF | OP | Onshore Wind Turbine | WT | Electric Utility | 1 | 75 | 75 | 75 | 4 | 2008 | 50 | GE | 1.5 SLE | 16.8 | 3 | 263
55931 | Orion Energy Group LLC | 56679 | Benton County Wind Farm | IN | Benton | 1 | OP | Onshore Wind Turbine | WT | IPP Non-CHP | 2 | 130.5 | 130.5 | 130.5 | 5 | 2008 | 87 | GE | 1.5 SLE | 20 | 2 | 262
59883 | NRG Energy Gas & Wind Holdings Inc | 56699 | Forward Windpower LLC | PA | Somerset | 1 | OP | Onshore Wind Turbine | WT | IPP Non-CHP | 2 | 29.4 | 29.4 | 29.4 | 4 | 2008 | 14 | Suzlon | S88-2100 | 19 | 2 | 262.4
59883 | NRG Energy Gas & Wind Holdings Inc | 56700 | Lookout Windpower LLC | PA | Somerset | 1 | OP | Onshore Wind Turbine | WT | IPP Non-CHP | 2 | 37.8 | 37.8 | 37.8 | 10 | 2008 | 18 | Suzlon | S88-2100 | 19 | 2 | 262.4
19281 | Turlock Irrigation District | 56702 | Tuolumne Wind Project | WA | Klickitat | WPT1 | OP | Onshore Wind Turbine | WT | Electric Utility | 1 | 136.3 | 136.3 | 136.3 | 5 | 2009 | 62 | Siemens | SWT-2.3-93 | 16.5 | 3 | 262.4
56801 | Cisco | 56709 | Christoffer Wind Energy I LLC | MN | Jackson | 1 | OP | Onshore Wind Turbine | WT | IPP Non-CHP | 2 | 2.1 | 2.1 | 2.1 | 2 | 2008 | 1 | Suzlon | S88-2100 | 17.8 | 2 | 262.4
56801 | Cisco | 56710 | Christoffer Wind Energy II LLC | MN | Jackson | 1 | OP | Onshore Wind Turbine | WT | IPP Non-CHP | 2 | 2.1 | 2.1 | 2.1 | 2 | 2008 | 1 | Suzlon | S88-2100 | 17.8 | 2 | 262.4
56801 | Cisco | 56711 | Christoffer Wind Energy III LLC | MN | Jackson | 1 | OP | Onshore Wind Turbine | WT | IPP Non-CHP | 2 | 2.1 | 2.1 | 2.1 | 2 | 2008 | 1 | Suzlon | S88-2100 | 17.8 | 2 | 262.4
56801 | Cisco | 56712 | Christoffer Wind Energy IV LLC | MN | Jackson | 1 | OP | Onshore Wind Turbine | WT | IPP Non-CHP | 2 | 2.1 | 2.1 | 2.1 | 2 | 2008 | 1 | Suzlon | S88-2100 | 17.8 | 2 | 262.4
59883 | NRG Energy Gas & Wind Holdings Inc | 56750 | Jeffers Wind 20 LLC | MN | Cottonwood | 1 | OP | Onshore Wind Turbine | WT | IPP Non-CHP | 2 | 50 | 50 | 50 | 10 | 2008 | 20 | Clipper | Liberty C96 | 19 | 2 | 262.4
59883 | NRG Energy Gas & Wind Holdings Inc | 56751 | Spanish Fork Wind Park 2 LLC | UT | Utah | 1 | OP | Onshore Wind Turbine | WT | IPP Non-CHP | 2 | 18.9 | 18.9 | 18.9 | 7 | 2008 | 9 | Suzlon | S88-2100 | 19 | 2 | 262.4
59883 | NRG Energy Gas & Wind Holdings Inc | 56752 | Mountain Wind Power LLC | WY | Uinta | 1 | OP | Onshore Wind Turbine | WT | IPP Non-CHP | 2 | 61 | 61 | 61 | 7 | 2008 | 29 | Suzlon | S88-2100 | 19 | 2 | 262.4
59883 | NRG Energy Gas & Wind Holdings Inc | 56753 | Mountain Wind Power II LLC | WY | Uinta | 1 | OP | Onshore Wind Turbine | WT | IPP Non-CHP | 2 | 80 | 80 | 80 | 9 | 2008 | 38 | Suzlon | S88-2100 | 19 | 2 | 262.4
59883 | NRG Energy Gas & Wind Holdings Inc | 56754 | Goat Wind LP | TX | Sterling | 1 | OP | Onshore Wind Turbine | WT | IPP Non-CHP | 2 | 80 | 80 | 80 | 4 | 2008 | 80 | Mitsubishi | MWT-1000A | 19 | 2 | 226
59883 | NRG Energy Gas & Wind Holdings Inc | 56754 | Goat Wind LP | TX | Sterling | 2 | OP | Onshore Wind Turbine | WT | IPP Non-CHP | 2 | 69.6 | 69.6 | 69.6 | 6 | 2009 | 29 | Mitsubishi | MWT-95/2.4 | 19 | 2 | 262.4
59883 | NRG Energy Gas & Wind Holdings Inc | 56755 | Odin Wind Farm LLC | MN | Cottonwood | 1 | OP | Onshore Wind Turbine | WT | IPP Non-CHP | 2 | 20 | 20 | 20 | 5 | 2008 | 10 | Suzlon | S88-2100 | 19 | 2 | 262.4
55958 | Capricorn Ridge Wind LLC | 56763 | Capricorn Ridge Wind LLC | TX | Sterling | 1 | OP | Onshore Wind Turbine | WT | IPP Non-CHP | 2 | 149.5 | 149.5 | 149.5 | 11 | 2007 | 65 | GE | 1.5 SLE | 19 | 2 | 262.4
55958 | Capricorn Ridge Wind LLC | 56763 | Capricorn Ridge Wind LLC | TX | Sterling | 2 | OP | Onshore Wind Turbine | WT | IPP Non-CHP | 2 | 214.5 | 214.5 | 214.5 | 11 | 2007 | 143 | Siemens | SWT-2.3-82 | 19 | 2 | 262.4
55958 | Capricorn Ridge Wind LLC | 56763 | Capricorn Ridge Wind LLC | TX | Sterling | 3 | OP | Onshore Wind Turbine | WT | IPP Non-CHP | 2 | 186 | 186 | 186 | 4 | 2008 | 124 | GE | 1.5 SLE | 19 | 2 | 262.4
55958 | Capricorn Ridge Wind LLC | 56763 | Capricorn Ridge Wind LLC | TX | Sterling | 4 | OP | Onshore Wind Turbine | WT | IPP Non-CHP | 2 | 112.5 | 112.5 | 112.5 | 5 | 2008 | 75 | GE | 1.5 SLE | 19 | 2 | 262.4
15399 | Avangrid Renewables LLC | 56764 | Winnebago Wind Power Project | IA | Winnebago | 1 | OP | Onshore Wind Turbine | WT | IPP Non-CHP | 2 | 20 | 20 | 20 | 9 | 2008 | 10 | Gamesa | G87-2.0 | 17.1 | 2 | 262
15399 | Avangrid Renewables LLC | 56765 | Barton Windpower LLC | IA | Worth | 1 | OP | Onshore Wind Turbine | WT | IPP Non-CHP | 2 | 28 | 28 | 28 | 6 | 2009 | 14 | Gamesa | G87-2.0 | 16.3 | 2 | 255
15399 | Avangrid Renewables LLC | 56765 | Barton Windpower LLC | IA | Worth | 2 | OP | Onshore Wind Turbine | WT | IPP Non-CHP | 2 | 132 | 132 | 132 | 6 | 2009 | 66 | Gamesa | G87-2.0 | 16.3 | 2 | 255
15399 | Avangrid Renewables LLC | 56767 | Farmers City Wind LLC | MO | Atchison | 1 | OP | Onshore Wind Turbine | WT | IPP Non-CHP | 2 | 146 | 146 | 146 | 4 | 2009 | 73 | Gamesa | G87-2.0 | 18.6 | 2 | 255
15399 | Avangrid Renewables LLC | 56770 | Locust Ridge II LLC | PA | Schuylkill | 1 | OP | Onshore Wind Turbine | WT | IPP Non-CHP | 2 | 102 | 102 | 102 | 5 | 2009 | 51 | Gamesa | G87-2.0 | 16.3 | 2 | 255
55963 | AE Power Services LLC | 56771 | Silver Star I Wind Power Project | TX | Erath | 1 | OP | Onshore Wind Turbine | WT | IPP Non-CHP | 2 | 60 | 60 | 60 | 9 | 2008 | 24 | Clipper | Liberty C96 | 19 | 2 | 262.4
49893 | Invenergy Services LLC | 56773 | McAdoo Wind Energy LLC | TX | Dickens | 1 | OP | Onshore Wind Turbine | WT | IPP Non-CHP | 2 | 150 | 150 | 150 | 9 | 2008 | 100 | GE | 1.5 SLE | 19.5 | 2 | 263
49893 | Invenergy Services LLC | 56774 | Turkey Track Wind Energy LLC | TX | Nolan | 1 | OP | Onshore Wind Turbine | WT | IPP Non-CHP | 2 | 169.5 | 169.5 | 169.5 | 11 | 2008 | 113 | GE | 1.5 SLE | 17.4 | 2 | 263
49893 | Invenergy Services LLC | 56775 | Scurry County Wind II | TX | Scurry | 1 | OP | Onshore Wind Turbine | WT | IPP Non-CHP | 2 | 120 | 120 | 120 | 12 | 2007 | 80 | GE | 1.5 SLE | 18.6 | 2 | 263
49893 | Invenergy Services LLC | 56776 | Gunsight Mountain Wind Energy LLC | TX | Howard | 1 | OP | Onshore Wind Turbine | WT | IPP Non-CHP | 2 | 120 | 120 | 120 | 6 | 2016 | 67 | GE | 1.79-100 | 17.9 | 2 | 262.4
55963 | AE Power Services LLC | 56777 | Fowler Ridge Wind Farm LLC | IN | Benton | FIA | OP | Onshore Wind Turbine | WT | IPP Non-CHP | 2 | 201.3 | 201.3 | 201.3 | 3 | 2009 | 122 | Vestas | V82-1.65 | 19 | 2 | 262.4
55963 | AE Power Services LLC | 56777 | Fowler Ridge Wind Farm LLC | IN | Benton | FIB | OP | Onshore Wind Turbine | WT | IPP Non-CHP | 2 | 100 | 100 | 100 | 3 | 2009 | 40 | Clipper | Liberty C96 | 19 | 2 | 262.4
55963 | AE Power Services LLC | 56777 | Fowler Ridge Wind Farm LLC | IN | Benton | FII | OP | Onshore Wind Turbine | WT | IPP Non-CHP | 2 | 200 | 200 | 200 | 12 | 2009 | 133 | GE | 1.5 SLE | 19 | 2 | 262.4
55963 | AE Power Services LLC | 56777 | Fowler Ridge Wind Farm LLC | IN | Benton | FIII | OP | Onshore Wind Turbine | WT | IPP Non-CHP | 2 | 99 | 99 | 99 | 2 | 2009 | 60 | Vestas | V82-1.65 | 19 | 2 | 262.4
55963 | AE Power Services LLC | 56779 | Sherbino I Wind Farm | TX | Pecos | 1 | OP | Onshore Wind Turbine | WT | IPP Non-CHP | 2 | 150 | 150 | 150 | 10 | 2008 | 50 | Vestas | V90-3.0 | 19 | 2 | 262.4
12199 | Montana-Dakota Utilities Co | 56782 | Diamond Willow Wind Facility | MT | Fallon | DIAW | OP | Onshore Wind Turbine | WT | Electric Utility | 1 | 30 | 30 | 30 | 12 | 2007 | 20 | GE | 1.5 SLE | 12 | 2 | 262.5
55981 | Elbow Creek Wind Project LLC | 56783 | Elbow Creek Wind Project LLC | TX | Howard | 1 | OP | Onshore Wind Turbine | WT | IPP Non-CHP | 2 | 121.9 | 121.9 | 121.9 | 12 | 2008 | 53 | Siemens | SWT-2.3-93 | 27 | 2 | 240
55990 | Cloud County Windfarm, LLC | 56784 | Cloud County Wind Farm | KS | Cloud | 1 | OP | Onshore Wind Turbine | WT | IPP Non-CHP | 2 | 105 | 105 | 105 | 12 | 2008 | 35 | Vestas | V90-3.0 | 18.3 | 2 | 262
55990 | Cloud County Windfarm, LLC | 56784 | Cloud County Wind Farm | KS | Cloud | 2 | OP | Onshore Wind Turbine | WT | IPP Non-CHP | 2 | 96 | 96 | 96 | 12 | 2008 | 32 | Vestas | V90-3.0 | 17.6 | 2 | 262
15399 | Avangrid Renewables LLC | 56789 | Pebble Springs Wind LLC | OR | Gilliam | 1 | OP | Onshore Wind Turbine | WT | IPP Non-CHP | 2 | 98.7 | 98.7 | 98.7 | 1 | 2009 | 47 | Suzlon | S52 | 14.3 | 4 | 259
15399 | Avangrid Renewables LLC | 56790 | Hay Canyon Wind Power LLC | OR | Sherman | 1 | OP | Onshore Wind Turbine | WT | IPP Non-CHP | 2 | 100.8 | 100.8 | 100.8 | 2 | 2009 | 48 | Suzlon | S88-2100 | 16 | 2 | 259
15399 | Avangrid Renewables LLC | 56791 | Dillon Wind LLC | CA | Riverside | 1 | OP | Onshore Wind Turbine | WT | IPP Non-CHP | 2 | 45 | 45 | 45 | 4 | 2008 | 30 | Mitsubishi | MWT-62/1.0 | 17 | 2 | 226
15399 | Avangrid Renewables LLC | 56792 | Buffalo Ridge I LLC | SD | Brookings | 1 | OP | Onshore Wind Turbine | WT | IPP Non-CHP | 2 | 50.4 | 50.4 | 50.4 | 4 | 2009 | 24 | Suzlon | S88-2100 | 17.9 | 2 | 262.4
15399 | Avangrid Renewables LLC | 56793 | Elm Creek Wind LLC | MN | Jackson | 1 | OP | Onshore Wind Turbine | WT | IPP Non-CHP | 2 | 99 | 99 | 99 | 12 | 2008 | 66 | GE | 1.5 SLE | 15.5 | 2 | 262
15399 | Avangrid Renewables LLC | 56794 | Moraine II Wind LLC | MN | Pipestone | 1 | OP | Onshore Wind Turbine | WT | IPP Non-CHP | 2 | 49.5 | 49.5 | 49.5 | 2 | 2009 | 33 | GE | 1.5 SLE | 16.1 | 2 | 269
15399 | Avangrid Renewables LLC | 56795 | Penascal Wind Power LLC | TX | Kenedy | 1 | OP | Onshore Wind Turbine | WT | IPP Non-CHP | 2 | 201.6 | 201.6 | 201.6 | 4 | 2009 | 84 | Mitsubishi | MWT-92/2.4 | 17.3 | 2 | 269
15399 | Avangrid Renewables LLC | 56796 | South Chestnut LLC | PA | Fayette | 1 | OP | Onshore Wind Turbine | WT | IPP Non-CHP | 2 | 50.4 | 50.4 | 50.4 | 4 | 2012 | 23 | Gamesa | G90-2.0 | 15.8 | 2 | 255
55992 | Pioneer Prairie Wind Farm I, LLC | 56797 | Pioneer Prairie Wind Farm | IA | Mitchell | 1 | OP | Onshore Wind Turbine | WT | IPP Non-CHP | 2 | 300 | 300 | 300 | 10 | 2008 | 182 | Vestas | V82-1.65 | 15.8 | 2 | 265
8797 | Hull Municipal Light Plant | 56800 | Hull Wind II | MA | Plymouth | HW2 | OP | Onshore Wind Turbine | WT | Electric Utility | 1 | 1.8 | 1.8 | 1.8 | 5 | 2006 | 1 | Vestas | V80-1.8 | 12 | 1 | 220
55918 | Acciona Wind Energy USA LLC | 56804 | Red Hills Wind Project LLC | OK | Roger Mills | RH | OP | Onshore Wind Turbine | WT | IPP Non-CHP | 2 | 123 | 123 | 123 | 12 | 2008 | 82 | Acciona | AW77/1500 | 19 | 2 | 262.4
55918 | Acciona Wind Energy USA LLC | 56805 | EcoGrove Wind LLC | IL | Stephenson | 1 | OP | Onshore Wind Turbine | WT | IPP Non-CHP | 2 | 100.5 | 100.5 | 100.5 | 7 | 2009 | 67 | Acciona | AW82/1500 | 16.8 | 3 | 262.4
12341 | MidAmerican Energy Co | 56809 | Carroll Wind Farm | IA | Carroll | CWF | OP | Onshore Wind Turbine | WT | Electric Utility | 1 | 150 | 150 | 150 | 12 | 2008 | 100 | GE | 1.5 SLE | 16.8 | 3 | 263
12341 | MidAmerican Energy Co | 56810 | Adair Wind Farm | IA | Adair | AWF | OP | Onshore Wind Turbine | WT | Electric Utility | 1 | 174.8 | 174.8 | 174.8 | 12 | 2008 | 76 | Siemens | SWT-2.3-93 | 16.8 | 3 | 262.4
12341 | MidAmerican Energy Co | 56811 | Walnut Wind Farm | IA | Pottawattamie | WWF | OP | Onshore Wind Turbine | WT | Electric Utility | 1 | 153 | 153 | 153 | 12 | 2008 | 102 | GE | 1.5 SLE | 16.8 | 3 | 263
22500 | Westar Energy Inc | 56818 | Central Plains Wind Farm | KS | Wichita | 1 | OP | Onshore Wind Turbine | WT | Electric Utility | 1 | 99 | 99 | 99 | 3 | 2009 | 33 | Vestas | V90-3.0 | 19.7 | 1 | 262.4
22500 | Westar Energy Inc | 56819 | Flat Ridge Wind Farm | KS | Barber | 1 | OP | Onshore Wind Turbine | WT | Electric Utility | 1 | 50 | 50 | 50 | 2 | 2009 | 20 | Clipper | Liberty C96 | 19 | 2 | 262.4
56033 | Hackberry Wind LLC | 56823 | Hackberry Wind Farm | TX | Shackelford | HWFG1 | OP | Onshore Wind Turbine | WT | IPP Non-CHP | 2 | 165.6 | 162.3 | 162.3 | 12 | 2008 | 72 | Siemens | SWT-2.3-93 | 15.1 | 2 | 262.4
56806 | Marshall Wind | 56824 | Marshall Wind 2 LLC | MN | Lyon | 1 | OP | Onshore Wind Turbine | WT | IPP Non-CHP | 2 | 4.2 | 4.2 | 4.2 | 12 | 2007 | 2 | Suzlon | S88-2100 | 18.6 | 2 | 262.4
56806 | Marshall Wind | 56825 | Marshall Wind 3 LLC | MN | Lyon | 1 | OP | Onshore Wind Turbine | WT | IPP Non-CHP | 2 | 4.2 | 4.2 | 4.2 | 12 | 2007 | 2 | Suzlon | S88-2100 | 18.6 | 2 | 262.4
56806 | Marshall Wind | 56826 | Marshall Wind 4 LLC | MN | Lyon | 1 | OP | Onshore Wind Turbine | WT | IPP Non-CHP | 2 | 4.2 | 4.2 | 4.2 | 12 | 2007 | 2 | Suzlon | S88-2100 | 18.6 | 2 | 262.4
56806 | Marshall Wind | 56827 | Marshall Wind 5 LLC | MN | Lyon | 1 | OP | Onshore Wind Turbine | WT | IPP Non-CHP | 2 | 2.1 | 2.1 | 2.1 | 12 | 2007 | 1 | Suzlon | S88-2100 | 18.6 | 2 | 262.4
56806 | Marshall Wind | 56828 | Marshall Wind 6 LLC | MN | Lyon | 1 | OP | Onshore Wind Turbine | WT | IPP Non-CHP | 2 | 2.1 | 2.1 | 2.1 | 12 | 2007 | 1 | Suzlon | S88-2100 | 18.6 | 2 | 262.4
61191 | Helix Maine Wind Development, LLC | 56829 | Kibby Wind Facility | ME | Franklin | 1 | OP | Onshore Wind Turbine | WT | IPP Non-CHP | 2 | 66 | 66 | 66 | 10 | 2009 | 22 | Vestas | V90-3.0 | 22.4 | 1 | 262
61191 | Helix Maine Wind Development, LLC | 56829 | Kibby Wind Facility | ME | Franklin | 2 | OP | Onshore Wind Turbine | WT | IPP Non-CHP | 2 | 66 | 66 | 66 | 10 | 2010 | 22 | Vestas | V90-3.0 | 22.4 | 1 | 262
20860 | Wisconsin Public Service Corp | 56831 | Crane Creek Wind Energy Center | IA | Howard | 1 | OP | Onshore Wind Turbine | WT | Electric Utility | 1 | 99 | 20.8 | 42.9 | 12 | 2009 | 66 | GE | 1.5 SLE | 17.8 | 2 | 262
56046 | High Plains Wind Power LLC | 56834 | High Plains | TX | Carson | 1 | OP | Onshore Wind Turbine | WT | IPP Non-CHP | 2 | 10 | 10 | 10 | 4 | 2008 | 8 | Suzlon | S64-1250 | 19.7 | 2 | 244.4
56045 | Exelon Wind 11, LLC | 56835 | EXC Wind 11 | TX | Moore | 1 | OP | Onshore Wind Turbine | WT | IPP Non-CHP | 2 | 10 | 10 | 10 | 5 | 2008 | 8 | Suzlon | S64-1250 | 18.1 | 2 | 244.4
56044 | Exelon Wind 10, LLC | 56836 | EXC Wind 10 | TX | Moore | 1 | OP | Onshore Wind Turbine | WT | IPP Non-CHP | 2 | 10 | 10 | 10 | 5 | 2008 | 8 | Suzlon | S64-1250 | 18.1 | 2 | 244.4
56043 | Exelon Wind 9, LLC | 56837 | EXC Wind 9 | TX | Moore | 1 | OP | Onshore Wind Turbine | WT | IPP Non-CHP | 2 | 10 | 10 | 10 | 4 | 2008 | 8 | Suzlon | S64-1250 | 18.1 | 2 | 241.1
56042 | Exelon Wind 8, LLC | 56838 | EXC Wind 8 | TX | Moore | 1 | OP | Onshore Wind Turbine | WT | IPP Non-CHP | 2 | 10 | 10 | 10 | 4 | 2008 | 8 | Suzlon | S64-1250 | 18.1 | 2 | 241.1
56041 | Exelon Wind 7, LLC | 56839 | EXC Wind 7 | TX | Moore | 1 | OP | Onshore Wind Turbine | WT | IPP Non-CHP | 2 | 10 | 10 | 10 | 4 | 2008 | 8 | Suzlon | S64-1250 | 18.1 | 2 | 244.4
56806 | Marshall Wind | 56840 | Marshall Wind 1 LLC | MN | Lyon | 1 | OP | Onshore Wind Turbine | WT | IPP Non-CHP | 2 | 2.1 | 2.1 | 2.1 | 12 | 2007 | 1 | Suzlon | S88-2100 | 18.6 | 2 | 262.4
14354 | PacifiCorp | 56841 | Glenrock | WY | Converse | 1 | OP | Onshore Wind Turbine | WT | Electric Utility | 1 | 99 | 99 | 99 | 12 | 2008 | 66 | GE | 1.5 SLE | 19 | 2 | 262
14354 | PacifiCorp | 56841 | Glenrock | WY | Converse | 2 | OP | Onshore Wind Turbine | WT | Electric Utility | 1 | 39 | 39 | 39 | 1 | 2009 | 26 | GE | 1.5 SLE | 19 | 2 | 262
14354 | PacifiCorp | 56842 | Rolling Hills | WY | Converse | 1 | OP | Onshore Wind Turbine | WT | Electric Utility | 1 | 99 | 99 | 99 | 1 | 2009 | 66 | GE | 1.5 SLE | 19 | 2 | 262
14354 | PacifiCorp | 56843 | Seven Mile Hill | WY | Carbon | 1 | OP | Onshore Wind Turbine | WT | Electric Utility | 1 | 99 | 99 | 99 | 12 | 2008 | 66 | GE | 1.5 SLE | 19 | 2 | 262
14354 | PacifiCorp | 56843 | Seven Mile Hill | WY | Carbon | 2 | OP | Onshore Wind Turbine | WT | Electric Utility | 1 | 19.5 | 19.5 | 19.5 | 12 | 2008 | 13 | GE | 1.5 SLE | 19 | 2 | 262
56073 | Wheat Field Wind Power Project LLC | 56854 | Wheat Field Wind Power Project | OR | Gilliam | GEN1 | OP | Onshore Wind Turbine | WT | IPP Non-CHP | 2 | 97 | 96.6 | 96.6 | 2 | 2009 | 46 | Suzlon | S88-2100 | 19 | 2 | 262.5
56074 | Arlington Wind Power Project LLC | 56855 | Arlington Wind Power Project | OR | Gilliam | GEN1 | OP | Onshore Wind Turbine | WT | IPP Non-CHP | 2 | 103 | 102.9 | 102.9 | 12 | 2008 | 49 | Suzlon | S88-2100 | 19 | 2 | 262.5
56075 | Rail Splitter Wind Farm LLC | 56856 | Rail Splitter Wind Farm | IL | Tazewell | GEN1 | OP | Onshore Wind Turbine | WT | IPP Non-CHP | 2 | 100.5 | 100.5 | 100.5 | 8 | 2009 | 67 | GE | 1.5 SLE | 19 | 2 | 262
56072 | Marble River, LLC | 56857 | Marble River Wind Farm | NY | Clinton | GEN1 | OP | Onshore Wind Turbine | WT | IPP Non-CHP | 2 | 215 | 215 | 215 | 11 | 2012 | 70 | Vestas | V112-3.0 | 19 | 2 | 308
56071 | Sagebrush Power Partners, LLC | 56858 | Sagebrush Power Partners | WA | Kittitas | GEN1 | OP | Onshore Wind Turbine | WT | IPP Non-CHP | 2 | 100.7 | 100.7 | 100.7 | 11 | 2010 | 61 | Suzlon | S88-2100 | 17 | 2 | 246
59883 | NRG Energy Gas & Wind Holdings Inc | 56859 | Crosswind Energy Project | IA | Palo Alto | 1 | OP | Onshore Wind Turbine | WT | IPP Non-CHP | 2 | 21 | 21 | 21 | 6 | 2007 | 10 | Suzlon | S88-2100 | 19 | 2 | 262.4
59883 | NRG Energy Gas & Wind Holdings Inc | 56860 | Hardin Hilltop Wind LLC | IA | Greene | 1 | OP | Onshore Wind Turbine | WT | IPP Non-CHP | 2 | 14.7 | 14.7 | 14.7 | 5 | 2007 | 7 | Suzlon | S88-2100 | 19 | 2 | 262.4
57170 | EDF Renewable Asset Holdings, Inc. | 56874 | Shiloh Wind Project 2 LLC | CA | Solano | TBD | OP | Onshore Wind Turbine | WT | IPP Non-CHP | 2 | 150 | 150 | 150 | 1 | 2009 | 75 | Senvion | MM92 | 19 | 2 | 262.4
57170 | EDF Renewable Asset Holdings, Inc. | 56876 | Wapsipinicon Wind Project | MN | Mower | TBD | OP | Onshore Wind Turbine | WT | IPP Non-CHP | 2 | 100.5 | 100.5 | 100.5 | 2 | 2009 | 67 | GE | 1.5 SLE | 19 | 2 | 262.4
57170 | EDF Renewable Asset Holdings, Inc. | 56878 | Hoosier Wind Project LLC | IN | Benton | TBD | OP | Onshore Wind Turbine | WT | IPP Non-CHP | 2 | 106 | 106 | 106 | 11 | 2009 | 50 | Senvion | MM92 | 19 | 2 | 257.5
55963 | AE Power Services LLC | 56879 | Flat Ridge Wind Energy LLC | KS | Barber | 1 | OP | Onshore Wind Turbine | WT | IPP Non-CHP | 2 | 50 | 50 | 50 | 3 | 2009 | 20 | Clipper | Liberty C96 | 19 | 2 | 262.4
55868 | Noble Wind Operations LLC | 56901 | Noble Altona Windpark LLC | NY | Clinton | 1 | OP | Onshore Wind Turbine | WT | IPP Non-CHP | 2 | 97.5 | 97.5 | 97.5 | 4 | 2009 | 65 | GE | 1.5 SLE | 19 | 2 | 262
55868 | Noble Wind Operations LLC | 56902 | Noble Wethersfield Windpark LLC | NY | Wyoming | 1 | OP | Onshore Wind Turbine | WT | IPP Non-CHP | 2 | 126 | 126 | 126 | 4 | 2009 | 84 | GE | 1.5 SLE | 19 | 2 | 262
55868 | Noble Wind Operations LLC | 56904 | Noble Chateaugay Windpark LLC | NY | Franklin | 1 | OP | Onshore Wind Turbine | WT | IPP Non-CHP | 2 | 106.5 | 106.5 | 106.5 | 4 | 2009 | 71 | GE | 1.5 SLE | 19 | 2 | 262
55868 | Noble Wind Operations LLC | 56905 | Noble Great Plains Windpark LLC | TX | Hansford | 1 | OP | Onshore Wind Turbine | WT | IPP Non-CHP | 2 | 114 | 114 | 114 | 1 | 2009 | 76 | GE | 1.5 SLE | 19 | 2 | 262
55799 | FPL Energy Langdon Wind LLC | 56912 | Langdon Wind II LLC | ND | Cavalier | GE15 | OP | Onshore Wind Turbine | WT | IPP Non-CHP | 2 | 40.5 | 40.5 | 40.5 | 9 | 2008 | 27 | GE | 1.5 SLE | 19 | 2 | 262.5
56121 | Osceola Windpower II | 56913 | Osceola Windpower II | IA | Osceola | CL25 | OP | Onshore Wind Turbine | WT | IPP Non-CHP | 2 | 50 | 50 | 50 | 9 | 2008 | 20 | Clipper | Liberty C96 | 19 | 2 | 262.4
56122 | FPL Energy Ashtabula Wind LLC | 56919 | FPL Energy Ashtabula Wind LLC | ND | Barnes | GE15 | OP | Onshore Wind Turbine | WT | IPP Non-CHP | 2 | 148.5 | 148.5 | 148.5 | 12 | 2008 | 99 | GE | 1.5 SLE | 19 | 2 | 262.5
56215 | E ON Climate Renewables N America LLC | 56920 | EC&R Panther Creek Wind Farm I | TX | Howard | 1 | OP | Onshore Wind Turbine | WT | IPP Non-CHP | 2 | 142.5 | 142.5 | 142.5 | 7 | 2008 | 95 | GE | 1.5 SLE | 18.8 | 2 | 262.4
56215 | E ON Climate Renewables N America LLC | 56921 | EC&R Panther Creek Wind Farm II | TX | Glasscock | 1 | OP | Onshore Wind Turbine | WT | IPP Non-CHP | 2 | 115.5 | 115.5 | 115.5 | 12 | 2008 | 77 | GE | 1.5 SLE | 18.1 | 2 | 262.4
56123 | FPL Energy Crystal Lake Wind LLC | 56923 | FPL Energy Crystal Lake Wind LLC | IA | Hancock | GE15 | OP | Onshore Wind Turbine | WT | IPP Non-CHP | 2 | 150 | 150 | 150 | 12 | 2008 | 100 | GE | 1.5 S | 19 | 2 | 262.5
56119 | FPL Energy Story Wind LLC | 56924 | FPL Energy Story Wind LLC | IA | Story | GE15 | OP | Onshore Wind Turbine | WT | IPP Non-CHP | 2 | 150 | 150 | 150 | 12 | 2008 | 100 | GE | 1.5 SLE | 19 | 2 | 262.5
56124 | FPL Energy Crystal Lake Wind II LLC | 56925 | FPL Energy Crystal Lake Wind II LLC | IA | Hancock | CL25 | OP | Onshore Wind Turbine | WT | IPP Non-CHP | 2 | 200 | 200 | 200 | 1 | 2009 | 80 | Clipper | Liberty C96 | 19 | 2 | 262.4
56159 | Threemile Canyon Wind I, LLC | 56933 | Threemile Canyon | OR | Morrow | 1 | OP | Onshore Wind Turbine | WT | IPP Non-CHP | 2 | 9.9 | 9.9 | 9.9 | 7 | 2009 | 6 | Vestas | V82-1.65 | 15.1 | 2 | 262.4
56158 | Cassia Wind Farm, LLC | 56934 | Cassia Wind | ID | Twin Falls | 1 | OP | Onshore Wind Turbine | WT | IPP Non-CHP | 2 | 10.5 | 10.5 | 10.5 | 3 | 2009 | 5 | Suzlon | S88-2100 | 15.4 | 2 | 262.4
56157 | Cassia Gulch Wind Park, LLC | 56935 | Cassia Gulch | ID | Twin Falls | 1 | OP | Onshore Wind Turbine | WT | IPP Non-CHP | 2 | 18.9 | 18.9 | 18.9 | 3 | 2009 | 9 | Suzlon | S88-2100 | 15.4 | 2 | 262.4
49893 | Invenergy Services LLC | 56941 | Grand Ridge Wind Energy Center | IL | LaSalle | 1 | OP | Onshore Wind Turbine | WT | IPP Non-CHP | 2 | 99 | 99 | 99 | 10 | 2008 | 66 | GE | 1.5 SLE | 18.3 | 2 | 263
49893 | Invenergy Services LLC | 56941 | Grand Ridge Wind Energy Center | IL | LaSalle | 2 | OP | Onshore Wind Turbine | WT | IPP Non-CHP | 2 | 51 | 51 | 51 | 12 | 2009 | 34 | GE | 1.5 SLE | 17.2 | 2 | 263
49893 | Invenergy Services LLC | 56941 | Grand Ridge Wind Energy Center | IL | LaSalle | 3 | OP | Onshore Wind Turbine | WT | IPP Non-CHP | 2 | 49.5 | 49.5 | 49.5 | 12 | 2009 | 33 | GE | 1.5 SLE | 17.2 | 2 | 263
49893 | Invenergy Services LLC | 56941 | Grand Ridge Wind Energy Center | IL | LaSalle | 4 | OP | Onshore Wind Turbine | WT | IPP Non-CHP | 2 | 10.5 | 10.5 | 10.5 | 12 | 2009 | 7 | GE | 1.5 SLE | 17.2 | 2 | 263
49893 | Invenergy Services LLC | 56942 | Forward Wind Energy Center | WI | Dodge | 1 | OP | Onshore Wind Turbine | WT | IPP Non-CHP | 2 | 99 | 99 | 99 | 7 | 2008 | 86 | GE | 1.5 SLE | 17 | 2 | 263
49893 | Invenergy Services LLC | 56942 | Forward Wind Energy Center | WI | Dodge | 2 | OP | Onshore Wind Turbine | WT | IPP Non-CHP | 2 | 30 | 30 | 30 | 5 | 2009 | 20 | GE | 1.5 SLE | 17 | 2 | 263
59883 | NRG Energy Gas & Wind Holdings Inc | 56945 | High Lonesome Mesa LLC | NM | Torrance | 1 | OP | Onshore Wind Turbine | WT | IPP Non-CHP | 2 | 100 | 100 | 100 | 7 | 2009 | 40 | Clipper | Liberty C96 | 19 | 2 | 262.4
59883 | NRG Energy Gas & Wind Holdings Inc | 56946 | Buffalo Bear LLC | OK | Harper | 1 | OP | Onshore Wind Turbine | WT | IPP Non-CHP | 2 | 18.9 | 18.9 | 18.9 | 12 | 2008 | 9 | Suzlon | S88-2100 | 19 | 2 | 262.4
59883 | NRG Energy Gas & Wind Holdings Inc | 56947 | Elkhorn Ridge Wind LLC | NE | Knox | 1 | OP | Onshore Wind Turbine | WT | IPP Non-CHP | 2 | 81 | 81 | 81 | 3 | 2009 | 27 | Vestas | V90-3.0 | 22 | 1 | 262.4
49893 | Invenergy Services LLC | 56952 | Willow Creek Energy Center | OR | Morrow | 1 | OP | Onshore Wind Turbine | WT | IPP Non-CHP | 2 | 72 | 72 | 72 | 1 | 2009 | 48 | GE | 1.5 SLE | 15.2 | 2 | 263
49893 | Invenergy Services LLC | 56953 | High Sheldon Wind Farm | NY | Wyoming | 1 | OP | Onshore Wind Turbine | WT | IPP Non-CHP | 2 | 112 | 112 | 112 | 2 | 2009 | 75 | GE | 1.5 SLE | 15 | 2 | 263
56222 | Bull Creek Wind LLC | 56956 | Bull Creek Wind | TX | Borden | 001 | OP | Onshore Wind Turbine | WT | IPP Non-CHP | 2 | 180 | 180 | 180 | 12 | 2008 | 180 | Mitsubishi | MWT62/1.0 | 19 | 2 | 226
56273 | Duke Energy DEGS Ocotillo | 56959 | Ocotillo Windpower | TX | Howard | OWF | OP | Onshore Wind Turbine | WT | IPP Non-CHP | 2 | 58.8 | 58.8 | 58.8 | 9 | 2008 | 28 | Suzlon | S88-2100 | 14.9 | 2 | 272
56271 | Duke Energy DEGS Happy Jack | 56960 | Happy Jack Windpower Project | WY | Laramie | HJW01 | OP | Onshore Wind Turbine | WT | IPP Non-CHP | 2 | 29.4 | 29.4 | 29.4 | 8 | 2008 | 14 | Suzlon | S88-2100 | 16.6 | 2 | 272
56272 | Duke Energy DEGS Notrees | 56961 | Notrees Windpower | TX | Ector | GE | OP | Onshore Wind Turbine | WT | IPP Non-CHP | 2 | 60 | 60 | 60 | 4 | 2009 | 40 | GE | 1.5 SLE | 15 | 2 | 272
56272 | Duke Energy DEGS Notrees | 56961 | Notrees Windpower | TX | Ector | VESTA | OP | Onshore Wind Turbine | WT | IPP Non-CHP | 2 | 92.5 | 92.5 | 92.5 | 4 | 2009 | 56 | Vestas | V82-1.65 | 15.8 | 2 | 272
56804 | Echo 3 | 56967 | Butter Creek Power LLC | OR | Umatilla | 1 | OP | Onshore Wind Turbine | WT | IPP Non-CHP | 2 | 5 | 5 | 5 | 6 | 2009 | 3 | Vestas | V82-1.65 | 15.4 | 2 | 262.4
56804 | Echo 3 | 56968 | Big Top LLC | OR | Morrow | 1 | OP | Onshore Wind Turbine | WT | IPP Non-CHP | 2 | 1.7 | 1.7 | 1.7 | 6 | 2009 | 1 | Vestas | V82-1.65 | 15.4 | 2 | 262.4
56803 | Echo 2 | 56969 | Four Corners Windfarm LLC | OR | Umatilla | 1 | OP | Onshore Wind Turbine | WT | IPP Non-CHP | 2 | 10 | 10 | 10 | 6 | 2009 | 5 | REpower | MM92 | 15.4 | 2 | 257.5
56803 | Echo 2 | 56970 | Four Mile Canyon Windfarm LLC | OR | Morrow | 1 | OP | Onshore Wind Turbine | WT | IPP Non-CHP | 2 | 10 | 10 | 10 | 6 | 2009 | 5 | REpower | MM92 | 15.4 | 2 | 257.5
56802 | Echo 1 | 56971 | Oregon Trail Windfarm LLC | OR | Umatilla | 1 | OP | Onshore Wind Turbine | WT | IPP Non-CHP | 2 | 9.9 | 9.9 | 9.9 | 6 | 2009 | 6 | Vestas | V82-1.65 | 15.4 | 2 | 262.4
56802 | Echo 1 | 56972 | Pacific Canyon Windfarm LLC | OR | Morrow | 1 | OP | Onshore Wind Turbine | WT | IPP Non-CHP | 2 | 8.3 | 8.3 | 8.3 | 6 | 2009 | 5 | Vestas | V82-1.65 | 15.4 | 2 | 262.4
56802 | Echo 1 | 56973 | Sand Ranch Windfarm LLC | OR | Morrow | 1 | OP | Onshore Wind Turbine | WT | IPP Non-CHP | 2 | 9.9 | 9.9 | 9.9 | 6 | 2009 | 6 | Vestas | V82-1.65 | 15.4 | 2 | 262.4
56804 | Echo 3 | 56974 | Wagon Trail LLC | OR | Morrow | 1 | OP | Onshore Wind Turbine | WT | IPP Non-CHP | 2 | 3.3 | 3.3 | 3.3 | 6 | 2009 | 2 | Vestas | V82-1.65 | 15.4 | 2 | 262.4
56802 | Echo 1 | 56975 | Ward Butte Windfarm LLC | OR | Umatilla | 1 | OP | Onshore Wind Turbine | WT | IPP Non-CHP | 2 | 6.6 | 6.6 | 6.6 | 6 | 2009 | 4 | Vestas | V82-1.65 | 15.4 | 2 | 262.4
56215 | E ON Climate Renewables N America LLC | 56979 | EC&R Panther Creek Wind Farm III | TX | Sterling | 1 | OP | Onshore Wind Turbine | WT | IPP Non-CHP | 2 | 199.5 | 199.5 | 199.5 | 8 | 2009 | 133 | GE | 1.5 SLE | 18.1 | 2 | 262.4
56215 | E ON Climate Renewables N America LLC | 56980 | Stony Creek Wind Farm LLC | PA | Somerset | 1 | OP | Onshore Wind Turbine | WT | IPP Non-CHP | 2 | 52.5 | 52.5 | 52.5 | 11 | 2009 | 35 | GE | 1.5 SLE | 17.4 | 2 | 262.4
56215 | E ON Climate Renewables N America LLC | 56981 | Pyron Wind Farm LLC | TX | Fisher | 1 | OP | Onshore Wind Turbine | WT | IPP Non-CHP | 2 | 249 | 249 | 249 | 2 | 2009 | 166 | GE | 1.5 SLE | 18.8 | 2 | 262.4
56215 | E ON Climate Renewables N America LLC | 56983 | EC&R Papalote Creek I LLC | TX | San Patricio | 1 | OP | Onshore Wind Turbine | WT | IPP Non-CHP | 2 | 180 | 180 | 180 | 9 | 2009 | 109 | Vestas | V82-1.65 | 17.4 | 2 | 262.4
56215 | E ON Climate Renewables N America LLC | 56984 | Inadale Wind Farm LLC | TX | Nolan | 1 | OP | Onshore Wind Turbine | WT | IPP Non-CHP | 2 | 197 | 197 | 197 | 9 | 2009 | 197 | Mitsubishi | MWT-1000A | 18.1 | 2 | 226.4
56285 | Smoky Hills Wind Project II LLC | 56985 | Smoky Hills Wind Project Phase II | KS | Lincoln | SMKII | OP | Onshore Wind Turbine | WT | IPP Non-CHP | 2 | 148.5 | 148.5 | 148.5 | 11 | 2008 | 99 | GE | 1.5 SE | 24 | 1 | 264
59155 | First Wind O&M, LLC | 56989 | Stetson Wind I | ME | Washington | 1 | OP | Onshore Wind Turbine | WT | IPP Non-CHP | 2 | 57 | 57 | 57 | 1 | 2009 | 38 | GE | 1.5 SLE | 19 | 2 | 262.4
59155 | First Wind O&M, LLC | 56990 | Rollins Wind Project | ME | Penobscot | 1 | OP | Onshore Wind Turbine | WT | IPP Non-CHP | 2 | 60 | 60 | 60 | 7 | 2011 | 40 | GE | 1.5 SLE | 19 | 2 | 262.4
59155 | First Wind O&M, LLC | 56991 | Stetson Wind II | ME | Washington | 1 | OP | Onshore Wind Turbine | WT | IPP Non-CHP | 2 | 25.5 | 25.5 | 25.5 | 3 | 2010 | 17 | GE | 1.5 SLE | 19 | 2 | 262.4
13781 | Northern States Power Co - Minnesota | 56994 | Grand Meadow | MN | Mower | WND67 | OP | Onshore Wind Turbine | WT | Electric Utility | 1 | 100.5 | 100.5 | 100.5 | 12 | 2008 | 67 | GE | 1.5 SLE | 18 | 2 | 262
60453 | Novatus Energy | 57002 | Oakfield Wind Project | ME | Aroostook | 1 | OP | Onshore Wind Turbine | WT | IPP Non-CHP | 2 | 148 | 148 | 148 | 10 | 2015 | 48 | Vestas | V112-3.0 | 12.9 | 1 | 277
14232 | Otter Tail Power Co | 57031 | Luverne Wind Farm | ND | Steele | 1 | OP | Onshore Wind Turbine | WT | Electric Utility | 1 | 49.5 | 49.5 | 49.5 | 9 | 2009 | 33 | GE | 1.5 XLE | 16 | 3 | 260
14232 | Otter Tail Power Co | 57032 | Ashtabula Wind Energy Center | ND | Barnes | 1 | OP | Onshore Wind Turbine | WT | Electric Utility | 1 | 48 | 48 | 48 | 10 | 2008 | 32 | GE | 1.5 SLE | 16 | 3 | 260
14232 | Otter Tail Power Co | 57033 | Langdon Wind Energy Center | ND | Cavalier | 1 | OP | Onshore Wind Turbine | WT | Electric Utility | 1 | 40.5 | 40.5 | 40.5 | 12 | 2007 | 27 | GE | 1.5 SLE | 16 | 3 | 260
12647 | ALLETE, Inc. | 57038 | Bison I Wind Energy Center | ND | Morton | PHS1 | OP | Onshore Wind Turbine | WT | Electric Utility | 1 | 36.8 | 36.8 | 36.8 | 12 | 2010 | 16 | Siemens | SWT-2.3-101 | 19.9 | 2 | 262.4
12647 | ALLETE, Inc. | 57038 | Bison I Wind Energy Center | ND | Morton | PHS2 | OP | Onshore Wind Turbine | WT | Electric Utility | 1 | 45 | 45 | 45 | 1 | 2012 | 15 | Siemens | SWT-2.3-101 | 19.9 | 2 | 262.4
14354 | PacifiCorp | 57039 | McFadden Ridge | WY | Albany | 1 | OP | Onshore Wind Turbine | WT | Electric Utility | 1 | 28.5 | 28.5 | 28.5 | 10 | 2009 | 19 | GE | 1.5 SLE | 19 | 2 | 262
14354 | PacifiCorp | 57040 | High Plains | WY | Albany | 1 | OP | Onshore Wind Turbine | WT | Electric Utility | 1 | 99 | 99 | 99 | 9 | 2009 | 66 | GE | 1.5 SLE | 19 | 2 | 262
59496 | Allete Clean Energy | 57044 | Armenia Mountain Wind Farm | PA | Tioga | 1 | OP | Onshore Wind Turbine | WT | IPP Non-CHP | 2 | 100.5 | 100.5 | 100.5 | 12 | 2009 | 67 | GE | 1.5 SLE | 19 | 2 | 262
55963 | AE Power Services LLC | 57045 | Rolling Thunder Wind Farm | SD | Hand | 1 | OP | Onshore Wind Turbine | WT | IPP Non-CHP | 2 | 25 | 25 | 25 | 11 | 2009 | 10 | Clipper | Liberty C89 | 22.4 | 1 | 262.4
13781 | Northern States Power Co - Minnesota | 57047 | Nobles Wind Project | MN | Nobles | 1 | OP | Onshore Wind Turbine | WT | Electric Utility | 1 | 201 | 200 | 200 | 12 | 2010 | 134 | GE | 1.5 SLE | 18 | 2 | 262
56365 | NaturEner Glacier Wind Energy 1 LLC | 57049 | NaturEner Glacier Wind Energy 1 | MT | Toole | NGW1 | OP | Onshore Wind Turbine | WT | IPP Non-CHP | 2 | 106.5 | 104.2 | 104.2 | 10 | 2008 | 71 | Acciona | AW77/1500 | 17 | 2 | 262
56366 | NaturEner Glacier Wind Energy 2 LLC | 57050 | NaturEner Glacier Wind Energy 2 | MT | Toole | NGW2 | OP | Onshore Wind Turbine | WT | IPP Non-CHP | 2 | 103.5 | 101.4 | 101.4 | 11 | 2009 | 69 | Acciona | AW77/1500 | 17 | 2 | 262
59155 | First Wind O&M, LLC | 57078 | Steel Winds II | NY | Erie | 1 | OP | Onshore Wind Turbine | WT | IPP Non-CHP | 2 | 15 | 15 | 15 | 1 | 2012 | 6 | Clipper | Liberty C96 | 19 | 2 | 262.4
59155 | First Wind O&M, LLC | 57079 | Milford Wind Corridor I LLC | UT | Beaver | 1 | OP | Onshore Wind Turbine | WT | IPP Non-CHP | 2 | 203.5 | 203.5 | 203.5 | 9 | 2009 | 97 | GE | 1.5 XLE | 19 | 3 | 262.4
59155 | First Wind O&M, LLC | 57080 | Sheffield Wind | VT | Caledonia | 1 | OP | Onshore Wind Turbine | WT | IPP Non-CHP | 2 | 40 | 40 | 40 | 10 | 2011 | 16 | Clipper | Liberty C93 | 18 | 2 | 262.4
59155 | First Wind O&M, LLC | 57082 | Kaheawa Wind Power II LLC | HI | Maui | 1 | OP | Onshore Wind Turbine | WT | IPP Non-CHP | 2 | 21 | 21 | 21 | 6 | 2012 | 14 | GE | 1.5 SE | 22 | 1 | 212
59155 | First Wind O&M, LLC | 57083 | Bull Hill Wind Project | ME | Hancock | 1 | OP | Onshore Wind Turbine | WT | IPP Non-CHP | 2 | 34.5 | 34.5 | 34.5 | 10 | 2012 | 19 | Vestas | V100-1.8 | 17 | 3 | 312
59155 | First Wind O&M, LLC | 57087 | Kahuku Wind Power LLC | HI | Honolulu | 1 | OP | Onshore Wind Turbine | WT | IPP Non-CHP | 2 | 30 | 30 | 30 | 3 | 2011 | 12 | Clipper | Liberty C96 | 19 | 2 | 262.4
56378 | Duke Energy DEGS Campbell Hill | 57090 | Campbell Hill Windpower | WY | Converse | CHWF | OP | Onshore Wind Turbine | WT | IPP Non-CHP | 2 | 99 | 99 | 99 | 12 | 2009 | 66 | GE | 1.5 SLE | 15 | 2 | 272
56377 | Duke Energy DEGS Silver Sage Wndpwr LLC | 57091 | Silver Sage Windpower | WY | Laramie | SSW01 | OP | Onshore Wind Turbine | WT | IPP Non-CHP | 2 | 42 | 42 | 42 | 10 | 2009 | 20 | Suzlon | S88-2100 | 17.5 | 2 | 272
56394 | Chevron USA | 57093 | Casper Wind Farm | WY | Natrona | CWGT | OP | Onshore Wind Turbine | WT | IPP Non-CHP | 2 | 17 | 17 | 17 | 12 | 2009 | 11 | GE | 1.5 SLE | 20 | 2 | 262.5
15399 | Avangrid Renewables LLC | 57094 | Streator Cayuga Ridge South | IL | Livingston | 1 | OP | Onshore Wind Turbine | WT | IPP Non-CHP | 2 | 300 | 300 | 300 | 3 | 2010 | 150 | Gamesa | G87-2.0 | 15.5 | 2 | 255
15399 | Avangrid Renewables LLC | 57095 | Penascal II Wind Project LLC | TX | Kenedy | 1 | OP | Onshore Wind Turbine | WT | IPP Non-CHP | 2 | 201 | 201 | 201 | 3 | 2010 | 84 | Mitsubishi | MWT-92/2.4 | 17.4 | 2 | 269
15399 | Avangrid Renewables LLC | 57096 | Star Point Wind Project LLC | OR | Sherman | 1 | OP | Onshore Wind Turbine | WT | IPP Non-CHP | 2 | 98.7 | 98.7 | 98.7 | 2 | 2010 | 47 | Suzlon | S88-2100 | 15 | 2 | 259
15399 | Avangrid Renewables LLC | 57097 | Rugby Wind Power Project | ND | Pierce | 1 | OP | Onshore Wind Turbine | WT | IPP Non-CHP | 2 | 149 | 149 | 149 | 12 | 2009 | 71 | Suzlon | S88-2100 | 15.9 | 2 | 259
15399 | Avangrid Renewables LLC | 57098 | Dry Lake Wind LLC | AZ | Navajo | 1 | OP | Onshore Wind Turbine | WT | IPP Non-CHP | 2 | 63 | 63 | 63 | 9 | 2009 | 31 | Suzlon | S88-2100 | 13.7 | 2 | 259
56410 | Mesalands Community College | 57106 | Mesalands Comm College Wind Turbine | NM | Quay | 1 | OP | Onshore Wind Turbine | WT | Commercial Non-CHP | 4 | 1.5 | 1.5 | 1.5 | 12 | 2008 | 1 | GE | 1.5-77 | 15 | 2 | 262
56409 | Milford Wind Corridor Stage II LLC | 57107 | Milford Wind Corridor Stage II LLC | UT | Beaver | 1 | OP | Onshore Wind Turbine | WT | IPP Non-CHP | 2 | 102 | 102 | 102 | 5 | 2011 | 68 | GE | 1.5 SLE | 19 | 2 | 262
56416 | Blue Canyon Windpower V LLC | 57108 | Blue Canyon Windpower V LLC | OK | Caddo | GEN 1 | OP | Onshore Wind Turbine | WT | IPP Non-CHP | 2 | 99 | 99 | 99 | 10 | 2009 | 66 | GE | 1.5 SLE | 17.7 | 2 | 262
56417 | Meadow Lake Wind Farm LLC | 57109 | Meadow Lake Wind Farm LLC | IN | White | GEN 1 | OP | Onshore Wind Turbine | WT | IPP Non-CHP | 2 | 199.7 | 199.7 | 199.7 | 10 | 2009 | 121 | Vestas | V82-1.65 | 19 | 2 | 262
56418 | Blackstone Wind Farm LLC | 57110 | Blackstone Wind Farm LLC | IL | Livingston | GEN 1 | OP | Onshore Wind Turbine | WT | IPP Non-CHP | 2 | 102 | 102 | 102 | 10 | 2009 | 68 | GE | 1.5 SLE | 19 | 2 | 262
56419 | Lost Lakes Wind Farm LLC | 57111 | Lost Lakes Wind Farm LLC | IA | Dickinson | GEN 1 | OP | Onshore Wind Turbine | WT | IPP Non-CHP | 2 | 100 | 100 | 100 | 12 | 2009 | 61 | Vestas | V82-1.65 | 19 | 2 | 262
56420 | Meadow Lake Wind Farm II LLC | 57112 | Meadow Lake Wind Farm II LLC | IN | White | GEN1 | OP | Onshore Wind Turbine | WT | IPP Non-CHP | 2 | 99 | 99 | 99 | 8 | 2010 | 66 | Acciona | AW82/1500 | 17 | 2 | 262.4
56421 | Blackstone Wind Farm II LLC | 57113 | Blackstone Wind Farm II LLC | IL | Livingston | GEN 1 | OP | Onshore Wind Turbine | WT | IPP Non-CHP | 2 | 200 | 200 | 200 | 8 | 2010 | 132 | GE | 1.5 SLE | 19 | 2 | 262
56423 | Meadow Lake Wind Farm III LLC | 57115 | Meadow Lake Wind Farm III LLC | IN | White | GEN 1 | OP | Onshore Wind Turbine | WT | IPP Non-CHP | 2 | 103.5 | 103.5 | 103.5 | 9 | 2010 | 69 | GE | 1.5 SLE | 19 | 2 | 262
56424 | Quilt Block Wind Farm LLC | 57116 | Quilt Block Wind Farm LLC | WI | Lafayette | GEN 1 | OP | Onshore Wind Turbine | WT | IPP Non-CHP | 2 | 98 | 98 | 98 | 9 | 2017 | 49 | Vestas | V110-2.0 | 12 | 3 | 311
56246 | Greensburg Wind Farm, LLC | 57118 | Greensburg | KS | Kiowa | GEN 1 | OP | Onshore Wind Turbine | WT | IPP Non-CHP | 2 | 12.5 | 12.5 | 12.5 | 2 | 2010 | 10 | Suzlon | S64-1250 | 18.9 | 2 | 244.4
56415 | Wilton Wind II LLC | 57120 | Wilton Wind II LLC | ND | Burleigh | 1 | OP | Onshore Wind Turbine | WT | IPP Non-CHP | 2 | 49.5 | 49.5 | 49.5 | 11 | 2009 | 33 | GE | 1.5 XLE | 16.8 | 3 | 262.5
56414 | Ashtabula Wind II LLC | 57121 | Ashtabula Wind II LLC | ND | Steele | 1 | OP | Onshore Wind Turbine | WT | IPP Non-CHP | 2 | 120 | 120 | 120 | 10 | 2009 | 80 | GE | 1.5 XLE | 16.8 | 2 | 262.5
56592 | Idaho Wind Partners 1 LLC | 57124 | Payne's Ferry | ID | Twin Falls | PFWP | OP | Onshore Wind Turbine | WT | IPP Non-CHP | 2 | 21 | 21 | 21 | 12 | 2010 | 14 | GE | 1.5 XLE | 14.6 | 2 | 262.4
56592 | Idaho Wind Partners 1 LLC | 57125 | Camp Reed | ID | Elmore | CRWP | OP | Onshore Wind Turbine | WT | IPP Non-CHP | 2 | 22.5 | 22.5 | 22.5 | 12 | 2010 | 15 | GE | 1.5 XLE | 14.4 | 2 | 262.4
56592 | Idaho Wind Partners 1 LLC | 57126 | Yahoo Creek | ID | Twin Falls | YCWP | OP | Onshore Wind Turbine | WT | IPP Non-CHP | 2 | 21 | 21 | 21 | 12 | 2010 | 14 | GE | 1.5 XLE | 14.5 | 2 | 262.4
56439 | Beaver Ridge Wind LLC | 57130 | Beaver Ridge Wind | ME | Waldo | BR1 | OP | Onshore Wind Turbine | WT | IPP Non-CHP | 2 | 4.5 | 4.5 | 4.5 | 11 | 2008 | 3 | GE | 1.5 SLE | 19 | 2 | 262
56437 | Heritage Stoney Corners Wind Farm I LLC | 57131 | Stoney Corners Wind Farm | MI | Missaukee | SCWF1 | OP | Onshore Wind Turbine | WT | IPP Non-CHP | 2 | 60 | 59 | 59 | 12 | 2009 | 29 | Senvion | MM92 | 15.2 | 2 | 320
58672 | Everpower Wind Holdings Inc | 57135 | Big Sky Wind LLC | IL | Bureau | 1 | OP | Onshore Wind Turbine | WT | IPP Non-CHP | 2 | 240 | 240 | 240 | 2 | 2011 | 114 | Suzlon | S88-2100 | 19 | 2 | 262.4
56475 | Tuana Springs Energy, LLC | 57136 | Tuana Springs | ID | Twin Falls | 1 | OP | Onshore Wind Turbine | WT | IPP Non-CHP | 2 | 16.8 | 16.8 | 16.8 | 5 | 2010 | 8 | Suzlon | S88-2100 | 15.4 | 2 | 262.4
56483 | Eurus Combine Hills II LLC | 57137 | Eurus Combine Hills Turbine Ranch 2 | OR | Umatilla | 1 | OP | Onshore Wind Turbine | WT | IPP Non-CHP | 2 | 63 | 63 | 63 | 1 | 2010 | 63 | Mitsubishi | MWT-62/1.0 | 19 | 2 | 226
58672 | Everpower Wind Holdings Inc | 57139 | Highland Wind Project (PA) | PA | Cambria | 1 | OP | Onshore Wind Turbine | WT | IPP Non-CHP | 2 | 62.5 | 62.5 | 62.5 | 8 | 2009 | 25 | Nordex | N90/2500 | 22 | 1 | 262.4
49893 | Invenergy Services LLC | 57151 | Beech Ridge Energy LLC | WV | Greenbrier | GEN1 | OP | Onshore Wind Turbine | WT | IPP Non-CHP | 2 | 100.5 | 100.5 | 100.5 | 1 | 2010 | 67 | GE | 1.5 SLE | 17 | 2 | 263
56499 | Harvest Wind Project TIC | 57152 | Harvest Wind Project | WA | Klickitat | HWP1 | OP | Onshore Wind Turbine | WT | IPP Non-CHP | 2 | 98.9 | 98.9 | 98.9 | 12 | 2009 | 43 | Siemens | SWT-2.3-93 | 17.6 | 2 | 260
56506 | Langford Wind Power LLC | 57153 | Langford Wind Power | TX | Tom Green | 1 | OP | Onshore Wind Turbine | WT | IPP Non-CHP | 2 | 150 | 150 | 150 | 12 | 2009 | 100 | GE | 1.5 SLE | 18.2 | 2 | 262
15399 | Avangrid Renewables LLC | 57156 | Barton Chapel Wind Farm | TX | Jack | BC | OP | Onshore Wind Turbine | WT | IPP Non-CHP | 2 | 120 | 120 | 120 | 1 | 2009 | 60 | Gamesa | G87-2.0 | 12.3 | 2 | 269
56514 | Windy Flats Partners LLC | 57159 | Windy Flats Wind Project | WA | Klickitat | GEN1 | OP | Onshore Wind Turbine | WT | IPP Non-CHP | 2 | 262.2 | 262.2 | 262.2 | 10 | 2009 | 114 | Siemens | SWT-2.3-93 | 15 | 4 | 262.4
12199 | Montana-Dakota Utilities Co | 57171 | Cedar Hills Wind Farm | ND | Bowman | 1 | OP | Onshore Wind Turbine | WT | Electric Utility | 1 | 19.5 | 19.5 | 19.5 | 6 | 2010 | 13 | GE | 1.5 SLE | 12 | 2 | 262.5
56523 | Colorado Highlands Wind LLC | 57174 | Colorado Highlands Wind | CO | Logan | CHW1 | OP | Onshore Wind Turbine | WT | IPP Non-CHP | 2 | 71 | 71 | 71 | 12 | 2012 | 42 | GE | 1.6-100 | 18.7 | 2 | 262.4
56523 | Colorado Highlands Wind LLC | 57174 | Colorado Highlands Wind | CO | Logan | CHW2 | OP | Onshore Wind Turbine | WT | IPP Non-CHP | 2 | 25.1 | 25.1 | 25.1 | 9 | 2013 | 14 | GE | 1.7-100 | 18.7 | 2 | 262.4
56518 | First State Marine Wind | 57176 | University of Delaware Wind Turbine | DE | Sussex | FSMW | OP | Onshore Wind Turbine | WT | Commercial Non-CHP | 4 | 2 | 2 | 2 | 7 | 2010 | 1 | Gamesa | G90-2.0 | 15.5 | 2 | 256
56520 | Meadow Lake Wind Farm IV LLC | 57177 | Meadow Lake Wind Farm IV | IN | White | GEN 1 | OP | Onshore Wind Turbine | WT | IPP Non-CHP | 2 | 98.7 | 98.7 | 98.7 | 10 | 2010 | 48 | Suzlon | S88-2100 | 19 | 2 | 262.4
57249 | EPP Renewable Energy | 57182 | PPL Frey Farm Landfill Wind | PA | Lancaster | 1 | OP | Onshore Wind Turbine | WT | IPP Non-CHP | 2 | 3.2 | 3.2 | 3.2 | 1 | 2011 | 2 | GE | 1.6 XLE | 12 | 2 | 262.4
10433 | Kodiak Electric Assn Inc | 57187 | Pillar Mountain Wind Project Microgrid | AK | Kodiak Island | 1 | OP | Onshore Wind Turbine | WT | Electric Utility | 1 | 4.5 | 4.5 | 4.5 | 6 | 2009 | 3 | GE | 1.5 SLE | 22 | 2 | 253
10433 | Kodiak Electric Assn Inc | 57187 | Pillar Mountain Wind Project Microgrid | AK | Kodiak Island | 2 | OP | Onshore Wind Turbine | WT | Electric Utility | 1 | 4.5 | 4.5 | 4.5 | 9 | 2012 | 3 | GE | 1.5 S | 22 | 2 | 253
49893 | Invenergy Services LLC | 57188 | Vantage Wind Energy LLC | WA | Kittitas | 1 | OP | Onshore Wind Turbine | WT | IPP Non-CHP | 2 | 90 | 90 | 90 | 8 | 2010 | 60 | GE | 1.5 SLE | 17.4 | 2 | 263
56545 | Pattern Operators LP | 57189 | Lost Creek Wind Energy Facility | MO | DeKalb | LCW | OP | Onshore Wind Turbine | WT | IPP Non-CHP | 2 | 150 | 150 | 150 | 5 | 2010 | 100 | GE | 1.5 XLE | 15.6 | 2 | 262.4
56545 | Pattern Operators LP | 57192 | Spring Valley Wind Project | NV | White Pine | WTG | OP | Onshore Wind Turbine | WT | IPP Non-CHP | 2 | 150 | 150 | 150 | 8 | 2012 | 66 | Siemens | SWT-2.3-101 | 16.7 | 2 | 262.4
56561 | Day County Wind LLC | 57194 | Day County Wind LLC | SD | Day | GE15 | OP | Onshore Wind Turbine | WT | IPP Non-CHP | 2 | 99 | 99 | 99 | 4 | 2010 | 66 | GE | 1.5 XLE | 16.8 | 3 | 262.5
15500 | Puget Sound Energy Inc | 57195 | Lower Snake River Wind Energy Project | WA | Garfield | LSR 1 | OP | Onshore Wind Turbine | WT | Electric Utility | 1 | 342.7 | 342.7 | 342.7 | 2 | 2012 | 149 | Siemens | SWT-2.3-101 | 15.6 | 2 | 262.4
20856 | Wisconsin Power & Light Co | 57198 | Bent Tree Wind Farm Phase 1 | MN | Freeborn | 1 | OP | Onshore Wind Turbine | WT | Electric Utility | 1 | 201.3 | 201.3 | 201.3 | 2 | 2011 | 122 | Vestas | V82-1.65 | 16.3 | 2 | 262
20847 | Wisconsin Electric Power Co | 57199 | Glacier Hills | WI | Columbia | 1 | OP | Onshore Wind Turbine | WT | Electric Utility | 1 | 162 | 28 | 61 | 12 | 2011 | 90 | Vestas | V90-1.8 | 19 | 2 | 262.5
56555 | FPL Energy Montezuma Wind | 57201 | FPL Energy Montezuma Winds LLC | CA | Solano | S2.3 | OP | Onshore Wind Turbine | WT | IPP Non-CHP | 2 | 36.8 | 36.8 | 36.8 | 11 | 2010 | 16 | Siemens | SWT-2.3-108 | 19 | 2 | 262.4
55963 | AE Power Services LLC | 57210 | Cedar Creek II | CO | Weld | 1 | OP | Onshore Wind Turbine | WT | IPP Non-CHP | 2 | 248.3 | 248.3 | 248.3 | 3 | 2011 | 122 | GE | 1.5 SLE | 19 | 2 | 262.4
55963 | AE Power Services LLC | 57211 | Goshen Phase II | ID | Bonneville | 1 | OP | Onshore Wind Turbine | WT | IPP Non-CHP | 2 | 124.5 | 124.5 | 124.5 | 9 | 2010 | 83 | GE | 1.5-82.5 | 19 | 2 | 262.4
56215 | E ON Climate Renewables N America LLC | 57212 | EC&R Papalote Creek II LLC | TX | San Patricio | 1 | OP | Onshore Wind Turbine | WT | IPP Non-CHP | 2 | 200.1 | 200.1 | 201 | 12 | 2010 | 109 | Siemens | SWT-2.3-101 | 16.8 | 2 | 262.4
20214 | Waverly Municipal Elec Utility | 57214 | Waverly Community Wind Project | IA | Bremer | CAN1 | OP | Onshore Wind Turbine | WT | Electric Utility | 1 | 0.9 | 0.9 | 0.9 | 3 | 2009 | 1 | EWT | DW54-900 | 12.5 | 2 | 234
20214 | Waverly Municipal Elec Utility | 57214 | Waverly Community Wind Project | IA | Bremer | CAN2 | OP | Onshore Wind Turbine | WT | Electric Utility | 1 | 0.9 | 0.9 | 0.9 | 9 | 2012 | 1 | EWT | DW54-900 | 12.5 | 2 | 234
20214 | Waverly Municipal Elec Utility | 57214 | Waverly Community Wind Project | IA | Bremer | SK4 | OP | Onshore Wind Turbine | WT | Electric Utility | 1 | 0.9 | 0.9 | 0.9 | 12 | 2001 | 1 | NEG-Micon | NM52/900 | 12.5 | 2 | 234
56603 | Roth Rock Wind Farm LLC | 57239 | Roth Rock Wind Farm LLC | MD | Garrett | SRRW1 | OP | Onshore Wind Turbine | WT | IPP Non-CHP | 2 | 40 | 40 | 40 | 8 | 2011 | 16 | Nordex | N90/2500 | 19 | 2 | 262
56603 | Roth Rock Wind Farm LLC | 57240 | Roth Rock North Wind Farm, LLC | MD | Garrett | SRRNW | OP | Onshore Wind Turbine | WT | IPP Non-CHP | 2 | 10 | 10 | 10 | 8 | 2011 | 4 | Nordex | N90/2500 | 19 | 2 | 262
56612 | Kit Carson Windpower LLC | 57244 | Kit Carson Windpower | CO | Kit Carson | KCW | OP | Onshore Wind Turbine | WT | IPP Non-CHP | 2 | 51 | 51 | 51 | 11 | 2010 | 34 | GE | 1.5 SLE | 16.8 | 2 | 272
6258 | Federated Rural Electric Assn | 57248 | Welcome Wind Turbine | MN | Martin | WIND1 | OP | Onshore Wind Turbine | WT | Electric Utility | 1 | 2.1 | 2.1 | 2.1 | 5 | 2008 | 1 | Suzlon | S88-2100 | 19 | 2 | 259
9425 | Iowa Lakes Electric Coop | 57251 | Lakota Wind Wind Farm | IA | Kossuth | LAK1 | OP | Onshore Wind Turbine | WT | Electric Utility | 1 | 10.5 | 10.5 | 10.5 | 3 | 2009 | 7 | GE | 1.5 SLE | 22 | 2 | 262
9425 | Iowa Lakes Electric Coop | 57252 | Iowa Lakes Superior Wind Farm | IA | Dickinson | SUP1 | OP | Onshore Wind Turbine | WT | Electric Utility | 1 | 10.5 | 10.5 | 10.5 | 4 | 2009 | 7 | GE | 1.5 SLE | 22 | 2 | 262
56619 | Air Force Civil Engineer Center | 57253 | MA Military Reservation Wind Project | MA | Barnstable | 1 | OP | Onshore Wind Turbine | WT | IPP Non-CHP | 2 | 1.5 | 1.5 | 1.5 | 12 | 2009 | 1 | Fuhrlander | FL 1500-77 | 14.5 | 2 | 262
56619 | Air Force Civil Engineer Center | 57253 | MA Military Reservation Wind Project | MA | Barnstable | 2 | OP | Onshore Wind Turbine | WT | IPP Non-CHP | 2 | 1.5 | 1.5 | 1.5 | 11 | 2011 | 1 | GE | 1.5 SLE | 13.7 | 2 | 262
56619 | Air Force Civil Engineer Center | 57253 | MA Military Reservation Wind Project | MA | Barnstable | 3 | OP | Onshore Wind Turbine | WT | IPP Non-CHP | 2 | 1.5 | 1.5 | 1.5 | 11 | 2011 | 1 | GE | 1.5 SLE | 13.7 | 2 | 262
56617 | Iowa Lakes Community College | 57257 | Iowa Lakes Community College Wind Farm | IA | Emmet | VMN82 | OP | Onshore Wind Turbine | WT | Commercial Non-CHP | 4 | 1 | 1 | 1 | 2 | 2005 | 1 | Vestas | V82-1.65 | 18 | 2 | 229.6
56630 | Texico Wind LP | 57258 | Texico Wind Ranch LP | NM | Curry | 1 | OP | Onshore Wind Turbine | WT | IPP Non-CHP | 2 | 0.7 | 0.7 | 0.7 | 12 | 2003 | 1 | Vestas | V47-660 | 17.5 | 1 | 220
56630 | Texico Wind LP | 57258 | Texico Wind Ranch LP | NM | Curry | 2 | OP | Onshore Wind Turbine | WT | IPP Non-CHP | 2 | 0.6 | 0.6 | 0.6 | 12 | 1999 | 1 | Vestas | V47-660 | 17.5 | 1 | 220
56630 | Texico Wind LP | 57258 | Texico Wind Ranch LP | NM | Curry | 3 | OA | Onshore Wind Turbine | WT | IPP Non-CHP | 2 | 0.6 | 0.6 | 0.6 | 12 | 2003 | 1 | Vestas | V47-660 | 17.5 | 2 | 220
56629 | Lubbock Wind LLC | 57259 | Lubbock Wind Ranch | TX | Lubbock | 1 | OA | Onshore Wind Turbine | WT | IPP Non-CHP | 2 | 2.5 | 2.5 | 2.5 | 2 | 2010 | 1 | Samsung Heavy Industries | S2.5-90 | 15.9 | 2 | 262
56629 | Lubbock Wind LLC | 57259 | Lubbock Wind Ranch | TX | Lubbock | 2 | OA | Onshore Wind Turbine | WT | IPP Non-CHP | 2 | 2.5 | 2.5 | 2.5 | 12 | 2010 | 1 | Samsung Heavy Industries | S2.5-90 | 15.9 | 2 | 262
56629 | Lubbock Wind LLC | 57259 | Lubbock Wind Ranch | TX | Lubbock | 3 | OA | Onshore Wind Turbine | WT | IPP Non-CHP | 2 | 2.5 | 2.5 | 2.5 | 12 | 2010 | 1 | Samsung Heavy Industries | S2.5-90 | 15.9 | 2 | 262
59883 | NRG Energy Gas & Wind Holdings Inc | 57260 | Cedro Hill Wind LLC | TX | Webb | 1 | OP | Onshore Wind Turbine | WT | IPP Non-CHP | 2 | 150 | 150 | 150 | 12 | 2010 | 150 | GE | 1.5 XLE | 17 | 3 | 262.4
59883 | NRG Energy Gas & Wind Holdings Inc | 57261 | Taloga Wind LLC | OK | Dewey | 1 | OP | Onshore Wind Turbine | WT | IPP Non-CHP | 2 | 130 | 130 | 130 | 7 | 2011 | 54 | Mitsubishi | MWT-95/2.4 | 19 | 2 | 262.4
59883 | NRG Energy Gas & Wind Holdings Inc | 57262 | Laredo Ridge Wind LLC | NE | Boone | 1 | OP | Onshore Wind Turbine | WT | IPP Non-CHP | 2 | 79.9 | 79.9 | 79.9 | 2 | 2011 | 54 | GE | 1.5 XLE | 17 | 3 | 262.4
56627 | DeWind Co. | 57263 | Little Pringle I Wind Farm | TX | Hutchinson | LP1 | OP | Onshore Wind Turbine | WT | IPP Non-CHP | 2 | 10 | 10 | 10 | 10 | 2010 | 5 | DeWind | D8.2 | 19.7 | 2 | 262.5
56627 | DeWind Co. | 57264 | Little Pringle II Wind Farm | TX | Hutchinson | LP2 | OP | Onshore Wind Turbine | WT | IPP Non-CHP | 2 | 10 | 10 | 10 | 10 | 2010 | 5 | DeWind | D8.2 | 19.7 | 2 | 262.5
57170 | EDF Renewable Asset Holdings, Inc. | 57268 | Chestnut Flats Wind Farm | PA | Blair | 1 | OP | Onshore Wind Turbine | WT | IPP Non-CHP | 2 | 38 | 38 | 38 | 12 | 2011 | 19 | Gamesa | G90-2.0 | 19 | 2 | 328.1
56642 | Grant County Wind LLC | 57274 | Grant County Wind LLC | MN | Grant | 1 | OP | Onshore Wind Turbine | WT | IPP Non-CHP | 2 | 20 | 20 | 20 | 8 | 2010 | 10 | Suzlon | S88-2100 | 16.8 | 3 | 262.4
59883 | NRG Energy Gas & Wind Holdings Inc | 57278 | Crofton Bluffs Wind LLC | NE | Knox | CWET1 | OP | Onshore Wind Turbine | WT | IPP Non-CHP | 2 | 40 | 40 | 40 | 11 | 2012 | 22 | Vestas | V90-3.0 | 20 | 1 | 262.4
60015 | NRG Yield LLC | 57282 | Alta Wind Energy Center I | CA | Kern | AW01 | OP | Onshore Wind Turbine | WT | IPP Non-CHP | 2 | 150 | 150 | 150 | 1 | 2011 | 100 | GE | 1.5 SLE | 22.4 | 2 | 262
56625 | Flat Water Wind Farm LLC | 57283 | Flat Water Wind Farm LLC | NE | Richardson | WTG1 | OP | Onshore Wind Turbine | WT | IPP Non-CHP | 2 | 60 | 60 | 60 | 12 | 2010 | 40 | GE | 1.5 XLE | 25.7 | 1 | 262.4
59050 | Algonquin Power Co | 57284 | Minonk Wind Farm | IL | Woodford | 1 | OP | Onshore Wind Turbine | WT | IPP Non-CHP | 2 | 200 | 192.3 | 192.3 | 11 | 2012 | 100 | Gamesa | G90-2.0 | 18.3 | 2 | 328.1
59050 | Algonquin Power Co | 57285 | Sandy Ridge Wind Farm | PA | Blair | 1 | OP | Onshore Wind Turbine | WT | IPP Non-CHP | 2 | 50 | 48.2 | 48.2 | 2 | 2012 | 25 | Gamesa | G90-2.0 | 17.6 | 2 | 328.1
14063 | Oklahoma Gas & Electric Co | 57286 | OU Spirit Wind Farm | OK | Woodward | WT1 | OP | Onshore Wind Turbine | WT | Electric Utility | 1 | 101.2 | 101.2 | 101.2 | 12 | 2009 | 44 | Siemens | SWT-2.3-93 | 17.8 | 2 | 264
15399 | Avangrid Renewables LLC | 57287 | Hardscrabble Wind Power LLC | NY | Herkimer | 1 | OP | Onshore Wind Turbine | WT | IPP Non-CHP | 2 | 74 | 74 | 74 | 1 | 2011 | 37 | Gamesa | G90-2.0 | 16 | 2 | 328
58150 | Big Blue Wind Farm LLC (MN) | 57289 | Big Blue | MN | Faribault | BBWP | OP | Onshore Wind Turbine | WT | IPP Non-CHP | 2 | 36 | 36 | 36 | 12 | 2012 | 18 | Gamesa | G97-2.0 | 16 | 2 | 255.9
56653 | Northern Colorado Wind LLC | 57290 | Northern Colorado Wind LLC | CO | Logan | GE | OP | Onshore Wind Turbine | WT | IPP Non-CHP | 2 | 22.5 | 22.5 | 22.5 | 8 | 2009 | 15 | GE | 1.5 XLE | 16.9 | 2 | 254
56653 | Northern Colorado Wind LLC | 57290 | Northern Colorado Wind LLC | CO | Logan | SIEM | OP | Onshore Wind Turbine | WT | IPP Non-CHP | 2 | 151.8 | 151.8 | 151.8 | 8 | 2009 | 66 | Siemens | SWT-2.3-93 | 15.8 | 3 | 262.4
60015 | NRG Yield LLC | 57291 | Alta Wind Energy Center II | CA | Kern | AW02 | OP | Onshore Wind Turbine | WT | IPP Non-CHP | 2 | 150 | 150 | 150 | 1 | 2011 | 50 | Vestas | V90-3.0 | 22.4 | 1 | 262
60015 | NRG Yield LLC | 57292 | Alta Wind Energy Center III | CA | Kern | AW03 | OP | Onshore Wind Turbine | WT | IPP Non-CHP | 2 | 150 | 150 | 150 | 2 | 2011 | 50 | Vestas | V90-3.0 | 22.4 | 1 | 262
60015 | NRG Yield LLC | 57293 | Alta Wind Energy Center IV | CA | Kern | AW04 | OP | Onshore Wind Turbine | WT | IPP Non-CHP | 2 | 102 | 102 | 102 | 4 | 2011 | 34 | Vestas | V90-3.0 | 22.4 | 1 | 262
60015 | NRG Yield LLC | 57294 | Alta Wind Energy Center V | CA | Kern | AW05 | OP | Onshore Wind Turbine | WT | IPP Non-CHP | 2 | 168 | 168 | 168 | 4 | 2011 | 56 | Vestas | V90-3.0 | 22.4 | 1 | 262
56654 | Carleton College | 57296 | Carleton College | MN | Rice | WIND1 | OP | Onshore Wind Turbine | WT | Commercial Non-CHP | 4 | 1.6 | 1.6 | 1.6 | 9 | 2004 | 1 | Vestas | V82-1.65 | 16 | 4 | 230
56654 | Carleton College | 57296 | Carleton College | MN | Rice | WIND2 | OP | Onshore Wind Turbine | WT | Commercial Non-CHP | 4 | 1.6 | 1.6 | 1.6 | 10 | 2011 | 1 | GE | 1.6 XLE | 16 | 4 | 262.4
14354 | PacifiCorp | 57299 | Dunlap | WY | Carbon | 1 | OP | Onshore Wind Turbine | WT | Electric Utility | 1 | 111 | 111 | 111 | 10 | 2010 | 74 | GE | 1.5 SLE | 19 | 2 | 262
56661 | Criterion Power Partners LLC | 57300 | Criterion | MD | GARRETT | 1 | OP | Onshore Wind Turbine | WT | IPP Non-CHP | 2 | 70 | 70 | 70 | 12 | 2010 | 28 | Clipper | Liberty C93 | 18.3 | 2 | 262.4
56665 | Dutch Energy Corporation | 57301 | Dutch Wind Energy | CA | Riverside | DEC | OP | Onshore Wind Turbine | WT | IPP Non-CHP | 2 | 8 | 8 | 8 | 8 | 1994 | 20 | NedWind | NEDWIND 40 | 15 | 1 | 131
56664 | Garnet Energy Corporation | 57302 | Garnet Wind Energy Center | CA | Riverside | 1 | OP | Onshore Wind Turbine | WT | IPP Non-CHP | 2 | 6.5 | 6.5 | 6.5 | 6 | 2009 | 13 | NedWind | NEDWIND 40 | 15 | 1 | 131
56667 | Loraine Windpower Project | 57303 | Loraine Windpark Project LLC | TX | Mitchell | LWG1 | OP | Onshore Wind Turbine | WT | IPP Non-CHP | 2 | 75 | 75 | 75 | 10 | 2009 | 50 | GE | 1.5 SLE | 17 | 2 | 262
56667 | Loraine Windpower Project | 57303 | Loraine Windpark Project LLC | TX | Mitchell | LWG2 | OP | Onshore Wind Turbine | WT | IPP Non-CHP | 2 | 75 | 75 | 75 | 10 | 2009 | 50 | GE | 1.5 SLE | 17 | 2 | 262
56662 | Cedar Point LLC | 57315 | Cedar Point Wind | CO | Lincoln | 1-139 | OP | Onshore Wind Turbine | WT | IPP Non-CHP | 2 | 252 | 252 | 252 | 5 | 2011 | 139 | Vestas | V90-1.8 | 19 | 2 | 265
15399 | Avangrid Renewables LLC | 57319 | Big Horn Wind II | WA | Klickitat | 1 | OP | Onshore Wind Turbine | WT | IPP Non-CHP | 2 | 50 | 50 | 50 | 1 | 2011 | 25 | Gamesa | G90-2.0 | 13.5 | 2 | 262
15399 | Avangrid Renewables LLC | 57320 | Juniper Canyon I Wind Project | WA | Klickitat | 1 | OP | Onshore Wind Turbine | WT | IPP Non-CHP | 2 | 151.2 | 151.2 | 151.2 | 3 | 2011 | 126 | Mitsubishi | MWT-95/2.4 | 14 | 2 | 262.4
56678 | FPL Energy Illinois Wind LLC | 57325 | FPL Energy Illinois Wind LLC | IL | DeKalb | GE1.5 | OP | Onshore Wind Turbine | WT | IPP Non-CHP | 2 | 217.5 | 217.5 | 217.5 | 12 | 2009 | 145 | GE | 1.5 XLE | 17.9 | 2 | 262.4
56680 | Diamond Shamrock Refining Company LP | 57326 | Sunray Wind I | TX | Moore | WND1 | OP | Onshore Wind Turbine | WT | IPP Non-CHP | 2 | 49.5 | 49.5 | 49.5 | 9 | 2009 | 33 | GE | 1.5 SLE | 18.3 | 2 | 270
56682 | Duke Energy Top Of the World WindPower | 57327 | Top of the World Windpower Project | WY | Converse | TOTW1 | OP | Onshore Wind Turbine | WT | IPP Non-CHP | 2 | 200 | 200 | 200 | 10 | 2010 | 110 | GE | 1.5 SLE | 14.6 | 2 | 272
14063 | Oklahoma Gas & Electric Co | 57332 | Crossroads Wind Farm | OK | Dewey | 1-98 | OP | Onshore Wind Turbine | WT | Electric Utility | 1 | 227 | 227 | 227 | 1 | 2012 | 98 | Siemens | SWT-2.3-101 | 17.8 | 2 | 264
15399 | Avangrid Renewables LLC | 57333 | Leaning Juniper Wind Power II | OR | Gilliam | 1 | OP | Onshore Wind Turbine | WT | IPP Non-CHP | 2 | 201 | 201 | 201 | 3 | 2011 | 117 | GE | 1.5 SLE | 14 | 2 | 255
56684 | White Oak Energy LLC | 57342 | White Oak Energy LLC | IL | McLean | 1 | OP | Onshore Wind Turbine | WT | IPP Non-CHP | 2 | 150 | 150 | 150 | 6 | 2011 | 100 | GE | 1.5 XLE | 16.8 | 3 | 262.5
56683 | Elk City LLC | 57346 | Elk City LLC | OK | Roger Mills | 1 | OP | Onshore Wind Turbine | WT | IPP Non-CHP | 2 | 98.9 | 98.9 | 98.9 | 12 | 2009 | 43 | Siemens | SWT-2.3-93 | 19 | 2 | 262.4
56683 | Elk City LLC | 57346 | Elk City LLC | OK | Roger Mills | 2 | OP | Onshore Wind Turbine | WT | IPP Non-CHP | 2 | 99.2 | 99.2 | 99.2 | 12 | 2010 | 48 | GE | 1.5 XLE | 16.8 | 2 | 262.4
56688 | Baldwin Wind LLC | 57347 | Baldwin Wind LLC | ND | Burleigh | GE1 | OP | Onshore Wind Turbine | WT | IPP Non-CHP | 2 | 102.4 | 102.4 | 102.4 | 12 | 2010 | 64 | GE | 1.6 XLE | 16.8 | 2 | 262.5
56689 | RENEW Energy Inc | 57351 | Uilk Wind LLC | MN | Pipestone | FA01 | OP | Onshore Wind Turbine | WT | Commercial Non-CHP | 4 | 1.5 | 1.5 | 1.5 | 1 | 2010 | 1 | Goldwind | GW 77/1500 | 16 | 2 | 213
56689 | RENEW Energy Inc | 57351 | Uilk Wind LLC | MN | Pipestone | FA02 | OP | Onshore Wind Turbine | WT | Commercial Non-CHP | 4 | 1.5 | 1.5 | 1.5 | 1 | 2010 | 1 | Goldwind | GW 77/1500 | 16 | 2 | 213
56689 | RENEW Energy Inc | 57351 | Uilk Wind LLC | MN | Pipestone | FA03 | OP | Onshore Wind Turbine | WT | Commercial Non-CHP | 4 | 1.5 | 1.5 | 1.5 | 1 | 2010 | 1 | Goldwind | GW 77/1500 | 16 | 2 | 213
56693 | Fox Island Wind LLC | 57354 | Fox Island Wind LLC | ME | Knox | 1 | OP | Onshore Wind Turbine | WT | IPP Non-CHP | 2 | 4.5 | 4.5 | 4.5 | 11 | 2009 | 3 | GE | 1.5 SLE | 14.5 | 2 | 262
56698 | Red Mesa Wind LLC | 57357 | Red Mesa Wind LLC | NM | Sandoval | EXIS | OP | Onshore Wind Turbine | WT | IPP Non-CHP | 2 | 102.4 | 102.4 | 102.4 | 12 | 2010 | 64 | GE | 1.6 SLE | 14 | 2 | 262
56699 | CPV Keenan II Renewable Energy Co LLC | 57358 | Keenan II Renewable Energy Co LLC | OK | Woodward | 1 | OP | Onshore Wind Turbine | WT | IPP Non-CHP | 2 | 151.8 | 151.8 | 151.8 | 12 | 2010 | 66 | Siemens | SWT-2.3-101 | 18 | 2 | 262.4
57170 | EDF Renewable Asset Holdings, Inc. | 57374 | Lakefield Wind Project LLC | MN | Jackson | LAKE1 | OP | Onshore Wind Turbine | WT | IPP Non-CHP | 2 | 205.5 | 205.5 | 205.5 | 10 | 2011 | 137 | GE | 1.5 SLE | 19 | 2 | 262.4
56713 | Adams Wind Generations LLC | 57375 | Adams Wind Generations LLC | MN | Meeker | AWG | OP | Onshore Wind Turbine | WT | IPP Non-CHP | 2 | 20 | 20 | 20 | 3 | 2011 | 12 | Alstom | ECO86 | 17.7 | 3 | 262.4
15399 | Avangrid Renewables LLC | 57379 | Dry Lake Wind II LLC | AZ | Navajo | 1 | OP | Onshore Wind Turbine | WT | IPP Non-CHP | 2 | 65.1 | 65.1 | 65.1 | 12 | 2010 | 31 | Suzlon | S88-2100 | 13.7 | 2 | 255
15399 | Avangrid Renewables LLC | 57380 | New England Wind LLC | MA | Berkshire | 1 | OP | Onshore Wind Turbine | WT | IPP Non-CHP | 2 | 28.5 | 28.5 | 28.5 | 12 | 2012 | 19 | GE | 1.5 SLE | 16.7 | 2 | 213
59883 | NRG Energy Gas & Wind Holdings Inc | 57385 | Community Wind North LLC | MN | Lincoln | 34505 | OP | Onshore Wind Turbine | WT | IPP Non-CHP | 2 | 30 | 30 | 30 | 5 | 2011 | 12 | Clipper | Liberty C96 | 19 | 2 | 262.4
56715 | Ridgewind Power Partners LLC | 57386 | Ridgewind | MN | Pipestone | WTG1 | OP | Onshore Wind Turbine | WT | IPP Non-CHP | 2 | 25.3 | 25.3 | 25.3 | 1 | 2011 | 11 | Siemens | SWT-2.3-93 | 19 | 2 | 262.4
56727 | Ashtabula Wind III LLC | 57387 | Ashtabula Wind III LLC | ND | Barnes | GE16 | OP | Onshore Wind Turbine | WT | IPP Non-CHP | 2 | 62.4 | 62.4 | 62.4 | 12 | 2010 | 39 | GE | 1.6 XLE | 16.8 | 2 | 262.5
56721 | Danielson Wind Farms LLC | 57396 | Danielson Wind Farms LLC | MN | Kandiyohi | DWF | OP | Onshore Wind Turbine | WT | IPP Non-CHP | 2 | 20 | 20 | 20 | 3 | 2011 | 12 | Alstom | ECO86 | 16.6 | 3 | 262.4
56742 | Notus Clean Energy LLC | 57414 | Notus Wind 1 | MA | Barnstable | 1 | OP | Onshore Wind Turbine | WT | IPP Non-CHP | 2 | 1.7 | 1.7 | 1.7 | 7 | 2010 | 1 | Vestas | V82-1.65 | 19 | 2 | 262
55963 | AE Power Services LLC | 57415 | Sherbino II | TX | Pecos | 1 | OP | Onshore Wind Turbine | WT | IPP Non-CHP | 2 | 145 | 145 | 145 | 11 | 2011 | 58 | Clipper | Liberty C96 | 19 | 2 | 262.4
60423 | RPMA Operations LLC | 57417 | Elk Wind Farm | IA | Delaware | NORD | OP | Onshore Wind Turbine | WT | IPP Non-CHP | 2 | 40.8 | 40.8 | 40.8 | 12 | 2011 | 17 | Nordex | N100/2500 | 19 | 2 | 328
5109 | DTE Electric Company | 57421 | Gratiot Wind Park | MI | Gratiot | 1 | OP | Onshore Wind Turbine | WT | Electric Utility | 1 | 102 | 102 | 102 | 11 | 2011 | 64 | GE | 1.6 XLE | 17 | 2 | 328
15399 | Avangrid Renewables LLC | 57424 | Buffalo Ridge II LLC | SD | Brookings | 1 | OP | Onshore Wind Turbine | WT | IPP Non-CHP | 2 | 210 | 210 | 210 | 12 | 2010 | 105 | Gamesa | G87-2.0 | 15.7 | 2 | 255
57337 | Aegis Renewables LLC | 57427 | Ryegrass Windfarm | ID | Elmore | 1 | OP | Onshore Wind Turbine | WT | IPP Non-CHP | 2 | 23 | 23 | 23 | 12 | 2012 | 10 | Siemens | SWT-2.3-101 | 13.4 | 2 | 262.4
57337 | Aegis Renewables LLC | 57428 | Hammett Hill Windfarm | ID | Elmore | 1 | OP | Onshore Wind Turbine | WT | IPP Non-CHP | 2 | 23 | 23 | 23 | 12 | 2012 | 10 | Siemens | SWT-2.3-101 | 13.4 | 2 | 262.4
57337 | Aegis Renewables LLC | 57429 | Mainline Windfarm | ID | Elmore | 1 | OP | Onshore Wind Turbine | WT | IPP Non-CHP | 2 | 23 | 23 | 23 | 12 | 2012 | 10 | Siemens | SWT-2.3-101 | 13.4 | 2 | 262.4
57337 | Aegis Renewables LLC | 57430 | Desert Meadow Windfarm | ID | Elmore | 1 | OP | Onshore Wind Turbine | WT | IPP Non-CHP | 2 | 23 | 23 | 23 | 12 | 2012 | 10 | Siemens | SWT-2.3-101 | 13.4 | 2 | 262.4
57337 | Aegis Renewables LLC | 57431 | Cold Springs Windfarm | ID | Elmore | 1 | OP | Onshore Wind Turbine | WT | IPP Non-CHP | 2 | 23 | 23 | 23 | 12 | 2012 | 10 | Siemens | SWT-2.3-101 | 13.4 | 2 | 262.4
12667 | Minnesota Municipal Power Agny | 57432 | Oak Glen Wind Farm | MN | Steele | 1 | OP | Onshore Wind Turbine | WT | Electric Utility | 1 | 44 | 44 | 44 | 11 | 2011 | 24 | Vestas | V90-2.0 | 19 | 2 | 262.4
56769 | Consolidated Edison Development Inc. | 57434 | Valley View Transmission LLC | MN | Murray | VVT | OP | Onshore Wind Turbine | WT | IPP Non-CHP | 2 | 10 | 10 | 10 | 7 | 2011 | 5 | Gamesa | G87-2.0 | 13 | 2 | 256
57337 | Aegis Renewables LLC | 57444 | Two Ponds Windfarm | ID | Elmore | 1 | OP | Onshore Wind Turbine | WT | IPP Non-CHP | 2 | 23 | 23 | 23 | 12 | 2012 | 10 | Siemens | SWT-2.3-101 | 13.4 | 2 | 262.4
19740 | AES Wind Generation Inc | 57447 | Laurel Mountain | WV | Barbour | 1 | OP | Onshore Wind Turbine | WT | IPP Non-CHP | 2 | 97.6 | 97.6 | 97.6 | 8 | 2011 | 61 | GE | 1.6 SLE | 16.1 | 3 | 262
15399 | Avangrid Renewables LLC | 57449 | Blue Creek Wind Project | OH | Van Wert | 1 | OP | Onshore Wind Turbine | WT | IPP Non-CHP | 2 | 302 | 302 | 302 | 12 | 2011 | 152 | Gamesa | G90-2.0 | 15.7 | 2 | 323
19740 | AES Wind Generation Inc | 57459 | Mountain View IV | CA | Riverside | 1 | OP | Onshore Wind Turbine | WT | IPP Non-CHP | 2 | 49 | 49 | 49 | 2 | 2012 | 49 | Mitsubishi | MWT-1000 | 26.8 | 1 | 196.8
59139 | SunEdison LLC | 57463 | Bishop Hill Energy LLC | IL | Henry | 1 | OP | Onshore Wind Turbine | WT | IPP Non-CHP | 2 | 200 | 200 | 200 | 6 | 2012 | 113 | GE | 1.5 XLE | 16.1 | 2 | 263
56786 | Crystal Lake 3 LLC | 57468 | Crystal Lake 3 LLC | IA | Winnebago | GE1.5 | OP | Onshore Wind Turbine | WT | IPP Non-CHP | 2 | 66 | 66 | 66 | 12 | 2009 | 44 | GE | 1.5 XLE | 16.8 | 2 | 262.5
56787 | Garden Wind LLC | 57469 | Garden Wind LLC | IA | Hardin | GE1.5 | OP | Onshore Wind Turbine | WT | IPP Non-CHP | 2 | 150 | 150 | 150 | 12 | 2009 | 100 | GE | 1.5 XLE | 16.8 | 3 | 262.5
56790 | Ralls Wind Farm LLC | 57474 | Ralls Wind Farm | TX | Crosby | 1 | OP | Onshore Wind Turbine | WT | IPP Non-CHP | 2 | 10 | 10 | 10 | 7 | 2011 | 5 | SANY | SE8720IIIE | 18.5 | 2 | 255.9
15399 | Avangrid Renewables LLC | 57484 | Manzana Wind LLC | CA | Kern | GEN1 | OP | Onshore Wind Turbine | WT | IPP Non-CHP | 2 | 189 | 189 | 189 | 12 | 2012 | 126 | GE | 1.5 SLE | 20 | 2 | 213
56215 | E ON Climate Renewables N America LLC | 57493 | Settlers Trail Wind Farm LLC | IL | Iroquois | STWF | OP | Onshore Wind Turbine | WT | IPP Non-CHP | 2 | 150.4 | 150.4 | 150.4 | 10 | 2011 | 94 | GE | 1.6 XLE | 16.6 | 2 | 262.4
12341 | MidAmerican Energy Co | 57500 | Laurel Wind Farm | IA | Marshall | LWF | OP | Onshore Wind Turbine | WT | Electric Utility | 1 | 119.6 | 119.6 | 119.6 | 12 | 2011 | 52 | Siemens | SWT-2.3-101 | 16.8 | 3 | 262.4
12341 | MidAmerican Energy Co | 57501 | Rolling Hills Wind Farm | IA | Cass | RHWF | OP | Onshore Wind Turbine | WT | Electric Utility | 1 | 443.9 | 443.9 | 443.9 | 12 | 2011 | 193 | Siemens | SWT-2.3-101 | 16.8 | 3 | 262.4
56545 | Pattern Operators LP | 57514 | Ocotillo Express LLC | CA | Imperial | WTG | OP | Onshore Wind Turbine | WT | IPP Non-CHP | 2 | 265.4 | 265.4 | 265.4 | 12 | 2012 | 112 | Siemens | SWT-2.3-108 | 19 | 2 | 262.4
56627 | DeWind Co. | 57516 | KODE Novus I | OK | Texas | NOVUS | OP | Onshore Wind Turbine | WT | IPP Non-CHP | 2 | 80 | 80 | 80 | 9 | 2012 | 40 | DeWind | D9.2 | 18.9 | 2 | 262.5
56627 | DeWind Co. | 57517 | DeWind Frisco | TX | Hansford | FRISC | OP | Onshore Wind Turbine | WT | IPP Non-CHP | 2 | 20 | 20 | 20 | 2 | 2012 | 10 | DeWind | D8.2 | 19.2 | 2 | 262.5
55963 | AE Power Services LLC | 57520 | Trinity Hills | TX | Young | 1 | OP | Onshore Wind Turbine | WT | IPP Non-CHP | 2 | 225 | 225 | 225 | 12 | 2011 | 90 | Clipper | Liberty C96 | 19 | 2 | 262.4
56865 | Caithness Shepherds Flat LLC | 57526 | North Hurlburt Wind LLC | OR | Gilliam | NORTH | OP | Onshore Wind Turbine | WT | IPP Non-CHP | 2 | 265 | 265 | 265 | 2 | 2012 | 106 | GE | 2.5-100 | 26.8 | 2 | 279
56868 | Kawailoa Wind LLC | 57529 | Kawailoa Wind | HI | Honolulu | 1 | OP | Onshore Wind Turbine | WT | IPP Non-CHP | 2 | 69 | 69 | 69 | 11 | 2012 | 30 | Siemens | SWT-2.3-101 | 13 | 2 | 326
60453 | Novatus Energy | 57530 | Palouse | WA | Whitman | 1 | OP | Onshore Wind Turbine | WT | IPP Non-CHP | 2 | 105.3 | 105.3 | 105.3 | 12 | 2012 | 58 | Vestas | V100-1.8 | 17 | 3 | 262
60453 | Novatus Energy | 57531 | Bingham Wind | ME | Piscataquis | 1 | OP | Onshore Wind Turbine | WT | IPP Non-CHP | 2 | 186 | 186 | 186 | 12 | 2016 | 56 | Vestas | V112-3.3 | 22.4 | 1 | 277
56874 | Winona County Wind LLC | 57547 | Winona County Wind LLC | MN | Winona | WCW | OS | Onshore Wind Turbine | WT | IPP Non-CHP | 2 | 1.5 | 0.5 | 0.4 | 10 | 2011 | 2 | Unison | U57 | 14 | 3 | 223
56865 | Caithness Shepherds Flat LLC | 57549 | South Hurlburt Wind LLC | OR | Gilliam | SOUTH | OP | Onshore Wind Turbine | WT | IPP Non-CHP | 2 | 290 | 290 | 290 | 7 | 2012 | 116 | GE | 2.5-100 | 26.8 | 2 | 279
56865 | Caithness Shepherds Flat LLC | 57550 | Horseshoe Bend Wind LLC | OR | Gilliam | HORSE | OP | Onshore Wind Turbine | WT | IPP Non-CHP | 2 | 290 | 290 | 290 | 7 | 2012 | 116 | GE | 2.5-100 | 26.8 | 2 | 279
56891 | Shirley Wind LLC | 57553 | Shirley Wind | WI | Brown | 1 | OP | Onshore Wind Turbine | WT | IPP Non-CHP | 2 | 20 | 20 | 20 | 11 | 2010 | 8 | Nordex | N100/2500 | 16.5 | 2 | 272
58270 | GE Wind Energy LLC | 57566 | GE 1.7-100 Prototype | CA | Kern | 1.7SF | OP | Onshore Wind Turbine | WT | IPP Non-CHP | 2 | 1.8 | 1.8 | 1.8 | 5 | 2014 | 1 | GE | 1.79-100 | 17.9 | 2 | 314.9
56909 | Record Hill Wind LLC | 57568 | Record Hill Wind | ME | Oxford | RHW | OP | Onshore Wind Turbine | WT | IPP Non-CHP | 2 | 50.6 | 50.6 | 50.6 | 1 | 2012 | 22 | Siemens | SWT-2.3-93 | 17 | 2 | 262.4
56912 | V.H. Cooper & Co., Inc. | 57570 | Cooper Farms VW Project | OH | Van Wert | WTG | OP | Onshore Wind Turbine | WT | Industrial Non-CHP | 6 | 4.5 | 4.5 | 4.5 | 3 | 2012 | 3 | Goldwind | GW 87/1500 | 13 | 3 | 263
56916 | PaTu Wind Farm LLC | 57578 | PaTu Wind Farm LLC | OR | Sherman | PATU | OP | Onshore Wind Turbine | WT | IPP Non-CHP | 2 | 9 | 9 | 9 | 12 | 2010 | 6 | GE | 1.5 SLE | 12 | 2 | 262
57170 | EDF Renewable Asset Holdings, Inc. | 57586 | Shiloh III Wind Project LLC | CA | Solano | 1 | OP | Onshore Wind Turbine | WT | IPP Non-CHP | 2 | 102.5 | 102.5 | 100 | 12 | 2011 | 50 | Senvion | MM92 | 19 | 2 | 262.4
56925 | FPLE Wind, LLC | 57590 | Minco Wind I, LLC | OK | Grady | 1 | OP | Onshore Wind Turbine | WT | IPP Non-CHP | 2 | 99.2 | 99.2 | 99.2 | 12 | 2010 | 62 | GE | 1.6 XLE | 18 | 2 | 265
59883 | NRG Energy Gas & Wind Holdings Inc | 57593 | Broken Bow Wind LLC | NE | Custer | 1 | OP | Onshore Wind Turbine | WT | IPP Non-CHP | 2 | 79.9 | 79.9 | 79.9 | 12 | 2012 | 50 | GE | 1.6 XLE | 17 | 3 | 262.4
56930 | Foundation HA Energy Generation, LLC | 57594 | Teichert Materials-Teichert Vernalis | CA | San Joaquin | WTG1 | OP | Onshore Wind Turbine | WT | IPP Non-CHP | 2 | 1 | 1 | 1 | 10 | 2010 | 1 | GE | 1.5 SLE | 12 | 4 | 262
59883 | NRG Energy Gas & Wind Holdings Inc | 57595 | Pinnacle Wind Force LLC | WV | Mineral | 1 | OP | Onshore Wind Turbine | WT | IPP Non-CHP | 2 | 55.2 | 55.2 | 55.2 | 12 | 2011 | 23 | Mitsubishi | MWT-95/2.4 | 19 | 2 | 262.4
15399 | Avangrid Renewables LLC | 57609 | New Harvest Wind Project LLC | IA | Crawford | 1 | OP | Onshore Wind Turbine | WT | IPP Non-CHP | 2 | 100 | 100 | 100 | 12 | 2011 | 50 | Gamesa | G87-2.0 | 18.5 | 2 | 255
56952 | Lincoln Electric Company | 57613 | LE Wind Turbine 1 | OH | Cuyahoga | WTG1 | OP | Onshore Wind Turbine | WT | Industrial Non-CHP | 6 | 2.5 | 2.5 | 2.5 | 7 | 2011 | 1 | Kenersys | K100 2.5 | 14 | 3 | 278
56948 | Waverly Wind Farm LLC | 57614 | Waverly Wind Farm LLC | KS | Coffey | GEN1 | OP | Onshore Wind Turbine | WT | IPP Non-CHP | 2 | 199 | 199 | 199 | 1 | 2016 | 95 | Gamesa | G114-2.0 | 19 | 2 | 305
56945 | Blue Canyon Windpower VI LLC | 57616 | Blue Canyon Windpower VI LLC | OK | Caddo | GEN1 | OP | Onshore Wind Turbine | WT | IPP Non-CHP | 2 | 100 | 100 | 100 | 12 | 2011 | 55 | Vestas | V90-1.8 | 17.9 | 2 | 262.4
56946 | Hidalgo Wind Farm LLC | 57617 | Hidalgo Wind Farm LLC | TX | Hidalgo | GEN1 | OP | Onshore Wind Turbine | WT | IPP Non-CHP | 2 | 250 | 250 | 250 | 12 | 2016 | 75 | Vestas | V110-2.0 | 19 | 3 | 273
56936 | Paulding Wind Farm II LLC | 57620 | Paulding Wind Farm II | OH | Paulding | GEN1 | OP | Onshore Wind Turbine | WT | IPP Non-CHP | 2 | 99 | 99 | 99 | 7 | 2011 | 55 | Vestas | V100-1.8 | 16.8 | 3 | 311.7
56937 | Rising Tree Wind Farm LLC | 57621 | Rising Tree Wind Farm | CA | Kern | GEN1 | OP | Onshore Wind Turbine | WT | IPP Non-CHP | 2 | 79.2 | 79.2 | 79.2 | 1 | 2015 | 24 | Vestas | V112-3.3 | 19 | 2 | 276
56930 | Foundation HA Energy Generation, LLC | 57626 | Foundation ST | CA | San Joaquin | WTG1 | OP | Onshore Wind Turbine | WT | IPP Non-CHP | 2 | 2 | 2 | 2 | 6 | 2011 | 2 | Mitsubishi | MWT-1000A | 12 | 4 | 180
56941 | Meadow Lake Wind Farm V LLC | 57628 | Meadow Lake Wind Farm V LLC | IN | White | GEN1 | OP | Onshore Wind Turbine | WT | IPP Non-CHP | 2 | 100 | 100 | 100 | 7 | 2017 | 56 | Vestas | V110-2.0 | 19 | 2 | 311
56962 | Wolverine Wind Energy, LLC | 57631 | Wolverine | IA | Adair | 1 | OP | Onshore Wind Turbine | WT | IPP Non-CHP | 2 | 1.5 | 1.5 | 1.5 | 10 | 2010 | 1 | GE | 1.5-77 | 17 | 2 | 262.4
56961 | Bulldog Wind Energy, LLC | 57632 | Bulldog | IA | Adair | 1 | OP | Onshore Wind Turbine | WT | IPP Non-CHP | 2 | 1.5 | 1.5 | 1.5 | 10 | 2010 | 1 | GE | 1.5-77 | 17 | 2 | 262.4
11208 | Los Angeles Department of Water & Power | 57635 | Linden Wind Energy Project | WA | Klickitat | LW1 | OP | Onshore Wind Turbine | WT | Electric Utility | 1 | 50 | 50 | 50 | 6 | 2010 | 25 | Senvion | MM92 | 14 | 4 | 262
56855 | Performance Services | 57637 | Union City Wind Turbine | IN | Randolph | 1 | OP | Onshore Wind Turbine | WT | IPP Non-CHP | 2 | 1 | 1 | 1 | 3 | 2010 | 1 | Nordex | N54/1000 | 12.3 | 3 | 229.6
56855 | Performance Services | 57638 | Randolph Eastern School Wind Turbine | IN | Randolph | 1 | OP | Onshore Wind Turbine | WT | Commercial Non-CHP | 4 | 1 | 1 | 1 | 3 | 2010 | 1 | Nordex | N54/1000 | 12.3 | 3 | 229.6
56967 | Ironwood Windpower LLC | 57639 | Ironwood Wind | KS | Ford | 1 | OP | Onshore Wind Turbine | WT | IPP Non-CHP | 2 | 167.9 | 167.9 | 167.9 | 8 | 2012 | 73 | Siemens | SWT-2.3-101 | 16.7 | 2 | 272
56972 | Vestas Towers America, Inc | 57643 | Vestas Towers America, Inc. | CO | Pueblo | V100 | OP | Onshore Wind Turbine | WT | Industrial Non-CHP | 6 | 1.8 | 1.8 | 1.8 | 4 | 2010 | 1 | Vestas | V100-1.8 | 16.8 | 2 | 262.4
59380 | Enel Green Power NA, Inc. | 57644 | Prairie Rose Wind Farm | MN | Rock | PR1 | OP | Onshore Wind Turbine | WT | IPP Non-CHP | 2 | 200 | 200 | 200 | 12 | 2012 | 119 | GE | 1.68-82.5 | 24 | 2 | 328
56977 | Zotos International | 57648 | Zotos International WPGF | NY | Ontario | WT1 | OP | Onshore Wind Turbine | WT | Industrial Non-CHP | 6 | 1.7 | 1.7 | 1.7 | 1 | 2012 | 1 | Hyundai | HQ1650 | 20 | 2 | 270
56977 | Zotos International | 57648 | Zotos International WPGF | NY | Ontario | WT2 | OP | Onshore Wind Turbine | WT | Industrial Non-CHP | 6 | 1.7 | 1.7 | 1.7 | 1 | 2012 | 1 | Hyundai | HQ1650 | 20 | 2 | 270
15399 | Avangrid Renewables LLC | 57649 | Elm Creek Wind II LLC | MN | Martin | 1 | OP | Onshore Wind Turbine | WT | IPP Non-CHP | 2 | 148.8 | 148.8 | 148.8 | 12 | 2010 | 62 | Mitsubishi | MWT-95/2.4 | 16.6 | 2 | 262.4
56988 | Cimarron Windpower II, LLC | 57663 | Cimarron Windpower II | KS | Gray | 1 | OP | Onshore Wind Turbine | WT | IPP Non-CHP | 2 | 131 | 131 | 131 | 6 | 2012 | 57 | Siemens | SWT-2.3-108 | 17.6 | 2 | 272
56215 | E ON Climate Renewables N America LLC | 57675 | Pioneer Trail Wind Farm, LLC | IL | Iroquois | PTWF | OP | Onshore Wind Turbine | WT | IPP Non-CHP | 2 | 150.4 | 150.4 | 150.4 | 12 | 2011 | 94 | GE | 1.6 XLE | 17.4 | 2 | 262.4
56545 | Pattern Operators LP | 57678 | Post Rock Wind Power Project, LLC | KS | Ellsworth | 1 | OP | Onshore Wind Turbine | WT | IPP Non-CHP | 2 | 201 | 201 | 201 | 9 | 2012 | 134 | GE | 1.5-82.5 | 18 | 2 | 262.4
57017 | DOE National Renewable Energy Laboratory | 57693 | DOE Golden NWTC Turbine Side | CO | Jefferson | ALSTO | OP | Onshore Wind Turbine | WT | Commercial Non-CHP | 4 | 3 | 3 | 3 | 9 | 2011 | 1 | Alstom | ECO110 | 10.9 | 2 | 295
57017 | DOE National Renewable Energy Laboratory | 57693 | DOE Golden NWTC Turbine Side | CO | Jefferson | GAMES | OP | Onshore Wind Turbine | WT | Commercial Non-CHP | 4 | 2 | 2 | 2 | 10 | 2011 | 1 | Gamesa | G97-2.0 | 10.9 | 2 | 295
57017 | DOE National Renewable Energy Laboratory | 57693 | DOE Golden NWTC Turbine Side | CO | Jefferson | GEDOE | OP | Onshore Wind Turbine | WT | Commercial Non-CHP | 4 | 1.5 | 1.5 | 1.5 | 1 | 2010 | 1 | GE | 1.5 SLE | 10.9 | 2 | 262.4
57017 | DOE National Renewable Energy Laboratory | 57693 | DOE Golden NWTC Turbine Side | CO | Jefferson | SIEM | OP | Onshore Wind Turbine | WT | Commercial Non-CHP | 4 | 2.3 | 2.3 | 2.3 | 1 | 2010 | 1 | Siemens | SWT-2.3-108 | 10.9 | 2 | 262.4
57024 | Vasco Winds, LLC | 57700 | Vasco Winds | CA | Contra Costa | 1 | OP | Onshore Wind Turbine | WT | IPP Non-CHP | 2 | 78.2 | 78.2 | 78.2 | 12 | 2011 | 34 | Siemens | SWT-2.3-101 | 22.3 | 2 | 262.4
57026 | NextEra Energy Montezuma Wind II, LLC | 57701 | Montezuma Wind II | CA | Solano | 1 | OP | Onshore Wind Turbine | WT | IPP Non-CHP | 2 | 78.2 | 78.2 | 78.2 | 1 | 2012 | 34 | Siemens | SWT-2.3-93 | 19 | 2 | 262.4
11806 | Massachusetts Mun Wholes Electric Co | 57721 | Berkshire Wind Power Project | MA | Berkshire | BWP | OP | Onshore Wind Turbine | WT | Electric Utility | 1 | 15 | 15 | 15 | 5 | 2011 | 10 | GE | 1.5 SLE | 16 | 2 | 262
57170 | EDF Renewable Asset Holdings, Inc. | 57725 | Shiloh IV Wind Project LLC | CA | Solano | 1 | OP | Onshore Wind Turbine | WT | IPP Non-CHP | 2 | 102.5 | 102.5 | 102.5 | 12 | 2012 | 58 | Senvion | MM92 | 19 | 2 | 257.5
57046 | University of Minnestoa Morris Campus | 57732 | UMM Wind Turbine | MN | Stevens | UMM1 | OP | Onshore Wind Turbine | WT | Commercial Non-CHP | 4 | 1.7 | 0.6 | 0.9 | 6 | 2011 | 1 | Vestas | V82-1.65 | 18 | 2 | 265
57054 | Suzlon Project VIII LLC | 57741 | Suzlon Project VIII LLC | TX | Hartley | SP111 | OP | Onshore Wind Turbine | WT | IPP Non-CHP | 2 | 2.1 | 2.1 | 2.1 | 4 | 2015 | 1 | Suzlon | S111 | 16.8 | 3 | 295
57054 | Suzlon Project VIII LLC | 57741 | Suzlon Project VIII LLC | TX | Hartley | SP97 | OP | Onshore Wind Turbine | WT | IPP Non-CHP | 2 | 2.1 | 2.1 | 2.1 | 10 | 2011 | 1 | Suzlon | S97-2100 | 16.8 | 3 | 295
57053 | Laurel Wind Energy LLC | 57744 | Laurel Hill Wind | PA | Lycoming | 1 | OP | Onshore Wind Turbine | WT | IPP Non-CHP | 2 | 69 | 69 | 69 | 9 | 2012 | 30 | Siemens | SWT-2.3-108 | 12.8 | 2 | 272
57042 | Gordon Butte Wind LLC | 57748 | Gordon Butte Wind LLC | MT | Meagher | GBW | OP | Onshore Wind Turbine | WT | IPP Non-CHP | 2 | 9.6 | 9.6 | 9.6 | 1 | 2012 | 6 | GE | 1.5 SLE | 21 | 1 | 262
57041 | Idaho Winds LLC | 57749 | Sawtooth Wind Project | ID | Elmore | ST | OP | Onshore Wind Turbine | WT | IPP Non-CHP | 2 | 22.4 | 22.4 | 22.4 | 10 | 2011 | 14 | GE | 1.6 XLE | 12 | 3 | 262.5
57063 | Los Vientos Wind 1A, LLC | 57751 | Los Vientos Wind 1A | TX | Cameron | 1 | OP | Onshore Wind Turbine | WT | IPP Non-CHP | 2 | 200 | 200 | 200 | 12 | 2012 | 87 | Siemens | SWT-2.3-108 | 13.9 | 2 | 272
57064 | Los Vientos Wind 1B, LLC | 57752 | Los Vientos Wind 1B | TX | Cameron | 1 | OP | Onshore Wind Turbine | WT | IPP Non-CHP | 2 | 201.6 | 201.6 | 201.6 | 12 | 2012 | 84 | Mitsubishi | MWT-102/2.4 | 14.8 | 2 | 272
57050 | TPW Petersburg LLC | 57755 | TPW Petersburg | NE | Boone | PETE | OP | Onshore Wind Turbine | WT | IPP Non-CHP | 2 | 40.5 | 40.5 | 40.5 | 11 | 2011 | 27 | GE | 1.5 XLE | 19 | 2 | 262.4
57066 | Coastal Community Action Program | 57756 | Coastal Energy Project | WA | Grays Harbor | 1 | OP | Onshore Wind Turbine | WT | IPP Non-CHP | 2 | 6 | 6 | 6 | 6 | 2010 | 4 | GE | 1.5 SLE | 12 | 2 | 265
57170 | EDF Renewable Asset Holdings, Inc. | 57757 | Pacific Wind LLC | CA | Kern | 1 | OP | Onshore Wind Turbine | WT | IPP Non-CHP | 2 | 151.7 | 140 | 140 | 8 | 2012 | 75 | Senvion | MM92 | 19 | 2 | 257.5
57068 | Power County Wind Park South LLC | 57760 | Power County Wind Park South | ID | Power | PCWPS | OP | Onshore Wind Turbine | WT | IPP Non-CHP | 2 | 22.5 | 22.5 | 22.5 | 12 | 2011 | 9 | Nordex | N100/2500 | 17.2 | 2 | 262
57069 | Power County Wind Park North LLC | 57761 | Power County Wind Park North | ID | Power | PCWPN | OP | Onshore Wind Turbine | WT | IPP Non-CHP | 2 | 22.5 | 22.5 | 22.5 | 12 | 2011 | 9 | Nordex | N100/2500 | 17.2 | 2 | 262
58143 | Cimarron Wind Energy LLC | 57762 | Cimarron Wind Energy LLC | KS | Gray | CPV1 | OP | Onshore Wind Turbine | WT | IPP Non-CHP | 2 | 165.6 | 165.6 | 165.6 | 11 | 2012 | 72 | Siemens | SWT-2.3-108 | 14 | 3 | 297
57075 | Ridgeline Energy LLC | 57766 | Rockland Wind Farm | ID | Power | RLWF | OP | Onshore Wind Turbine | WT | IPP Non-CHP | 2 | 79.2 | 79.2 | 79.2 | 12 | 2011 | 44 | Vestas | V100-1.8 | 15.4 | 3 | 262.5
57077 | Adams Electric Cooperative | 57767 | Brown County Wind Turbine | IL | Brown | 1 | OP | Onshore Wind Turbine | WT | Electric Utility | 1 | 1.5 | 1.5 | 1.5 | 9 | 2011 | 1 | VENSYS | VENSYS77 | 16.5 | 2 | 281
55963 | AE Power Services LLC | 57769 | Mehoopany Wind Energy LLC | PA | Wyoming | 1 | OP | Onshore Wind Turbine | WT | IPP Non-CHP | 2 | 140.8 | 142.6 | 142.6 | 12 | 2012 | 88 | GE | 1.6-82.5 | 19 | 2 | 328
11556 | Brookfield Energy Marketing LP | 57774 | Windstar 1 | CA | Kern | WGNS | OP | Onshore Wind Turbine | WT | IPP Non-CHP | 2 | 120 | 120 | 120 | 2 | 2012 | 60 | Gamesa | G80-2.0 | 27 | 1 | 220
11556 | Brookfield Energy Marketing LP | 57775 | Kingman 1 | AZ | Mohave | WGNS | OP | Onshore Wind Turbine | WT | IPP Non-CHP | 2 | 10 | 10 | 10 | 9 | 2011 | 5 | Gamesa | G90-2.0 | 27 | 3 | 256
55963 | AE Power Services LLC | 57787 | Flat Ridge 2 Wind Energy LLC | KS | Harper | 1 | OP | Onshore Wind Turbine | WT | IPP Non-CHP | 2 | 470.4 | 470.4 | 470.4 | 10 | 2012 | 294 | GE | 1.6-100 | 16.8 | 3 | 262.4
56930 | Foundation HA Energy Generation, LLC | 57791 | Foundation AB | CA | Solano | WTG1 | OP | Onshore Wind Turbine | WT | IPP Non-CHP | 2 | 1.5 | 1.5 | 1.5 | 11 | 2011 | 1 | GE | 1.5 SLE | 13.4 | 4 | 213
56930 | Foundation HA Energy Generation, LLC | 57792 | Foundation IE | CA | San Bernardino | WTG1 | OP | Onshore Wind Turbine | WT | IPP Non-CHP | 2 | 1 | 1 | 1 | 12 | 2011 | 1 | Mitsubishi | MWT-1000A | 12 | 4 | 180
12647 | ALLETE, Inc. | 57800 | Bison 2 Wind Energy Center | ND | Morton | BISO2 | OP | Onshore Wind Turbine | WT | Electric Utility | 1 | 105 | 105 | 105 | 12 | 2012 | 35 | Siemens | SWT-3.0-101 | 19.9 | 1 | 261
12647 | ALLETE, Inc. | 57801 | Bison 3 Wind Energy Center | ND | Morton | BISO3 | OP | Onshore Wind Turbine | WT | Electric Utility | 1 | 105 | 105 | 105 | 12 | 2012 | 35 | Siemens | SWT-3.0-101 | 19.9 | 1 | 260
56215 | E ON Climate Renewables N America LLC | 57802 | Magic Valley Wind Farm I LLC | TX | Willacy | MV1 | OP | Onshore Wind Turbine | WT | IPP Non-CHP | 2 | 203 | 203 | 203 | 9 | 2012 | 112 | Vestas | V100-1.8 | 16.6 | 3 | 262.4
57122 | Lime Wind LLC | 57803 | Lime Wind | OR | Baker | T1-6 | OP | Onshore Wind Turbine | WT | IPP Non-CHP | 2 | 3 | 3 | 3 | 12 | 2011 | 6 | Nordtank | NTK 500/41 | 16.3 | 2 | 131
57127 | GL Wind LLC | 57813 | GL Wind | MN | Winona | TURB1 | OP | Onshore Wind Turbine | WT | IPP Non-CHP | 2 | 2.5 | 0.5 | 0.5 | 12 | 2011 | 1 | Clipper | Liberty C96 | 15 | 2 | 262.4
57127 | GL Wind LLC | 57813 | GL Wind | MN | Winona | TURB2 | OP | Onshore Wind Turbine | WT | IPP Non-CHP | 2 | 2.5 | 2.4 | 2.4 | 12 | 2011 | 1 | Clipper | Liberty C96 | 15 | 2 | 262.4
57138 | University of Minnesota WCROC | 57823 | WCROC Wind Farm | MN | Stevens | WTG1 | OP | Onshore Wind Turbine | WT | IPP Non-CHP | 2 | 1.7 | 0.4 | 0.7 | 3 | 2005 | 1 | Vestas | V82-1.65 | 18 | 2 | 235
60423 | RPMA Operations LLC | 57830 | Rippey Wind Farm | IA | Greene | NORD | OP | Onshore Wind Turbine | WT | IPP Non-CHP | 2 | 50 | 50 | 50 | 8 | 2012 | 20 | Nordex | N100/2500 | 19 | 2 | 328
60423 | RPMA Operations LLC | 57832 | Hawkeye Wind Farm | IA | Bremer | NORD | OP | Onshore Wind Turbine | WT | IPP Non-CHP | 2 | 35 | 34 | 34 | 10 | 2012 | 15 | Nordex | N100/2500 | 19 | 2 | 328
58672 | Everpower Wind Holdings Inc | 57833 | Mustang Hills LLC | CA | Kern | AW06 | OP | Onshore Wind Turbine | WT | IPP Non-CHP | 2 | 150 | 150 | 150 | 5 | 2012 | 50 | Vestas | V90-3.0 | 22.4 | 1 | 262.4
59868 | Pinyon Pines Wind I, LLC | 57834 | Pinyon Pine I | CA | Kern | AW07 | OP | Onshore Wind Turbine | WT | IPP Non-CHP | 2 | 168 | 168 | 168 | 11 | 2012 | 56 | Vestas | V90-3.0 | 18.7 | 2 | 262.5
11556 | Brookfield Energy Marketing LP | 57835 | Alta Wind VIII | CA | Kern | AW08 | OP | Onshore Wind Turbine | WT | IPP Non-CHP | 2 | 150 | 150 | 150 | 1 | 2012 | 50 | Vestas | V90-3.0 | 18 | 2 | 262.4
59869 | Pinyon Pines Wind II, LLC | 57837 | Pinyon Pine II | CA | Kern | AW09 | OP | Onshore Wind Turbine | WT | IPP Non-CHP | 2 | 132 | 132 | 132 | 11 | 2012 | 44 | Vestas | V90-3.0 | 18.6 | 2 | 262.5
9417 | Interstate Power and Light Co | 57844 | Franklin County Wind Farm | IA | Franklin | 1 | OP | Onshore Wind Turbine | WT | Electric Utility | 1 | 99 | 99 | 99 | 12 | 2012 | 60 | Vestas | V82-1.65 | 17.7 | 2 | 262
5109 | DTE Electric Company | 57851 | Sigel Wind Park | MI | Huron | 1 | OP | Onshore Wind Turbine | WT | Electric Utility | 1 | 64 | 64 | 64 | 12 | 2012 | 40 | GE | 1.6-100 | 17 | 3 | 328
5109 | DTE Electric Company | 57852 | Minden Wind Park | MI | Sanilac | 1 | OP | Onshore Wind Turbine | WT | Electric Utility | 1 | 32 | 32 | 32 | 12 | 2012 | 20 | GE | 1.6-100 | 17 | 3 | 328
5109 | DTE Electric Company | 57853 | McKinley Wind Park | MI | Huron | 1 | OP | Onshore Wind Turbine | WT | Electric Utility | 1 | 14.4 | 14 | 14 | 12 | 2012 | 9 | GE | 1.6-100 | 17 | 3 | 328
9442 | Town of Ipswich - (MA) | 57855 | Ipswich Wind Turbine | MA | Essex | 1 | OP | Onshore Wind Turbine | WT | Electric Utility | 1 | 1.6 | 1.6 | 1.6 | 5 | 2011 | 1 | GE | 1.6-82.5 | 15.3 | 3 | 300
57191 | Caney River Wind Project | 57858 | Caney River Wind Project | KS | Elk | 1 | OP | Onshore Wind Turbine | WT | IPP Non-CHP | 2 | 200 | 200 | 200 | 11 | 2011 | 111 | Vestas | V90-1.8 | 23 | 2 | 344
56215 | E ON Climate Renewables N America LLC | 57862 | Wildcat Wind Farm I, LLC | IN | Tipton | 1 | OP | Onshore Wind Turbine | WT | IPP Non-CHP | 2 | 200 | 200 | 200 | 12 | 2012 | 118 | GE | 1.6 XLE | 18.1 | 2 | 328
7349 | Golden Spread Electric Cooperative, Inc | 57866 | Golden Spread Panhandle Wnd Rch | TX | Oldham | PWR | OP | Onshore Wind Turbine | WT | Electric Utility | 1 | 78.2 | 78.2 | 78.2 | 9 | 2011 | 34 | Siemens | SWT-2.3-101 | 19.3 | 2 | 262.4
58672 | Everpower Wind Holdings Inc | 57867 | Howard Wind Farm | NY | Steuben | 1 | OP | Onshore Wind Turbine | WT | IPP Non-CHP | 2 | 55.4 | 51.3 | 51.3 | 12 | 2011 | 25 | Senvion | MM92 | 19 | 3 | 262.4
58672 | Everpower Wind Holdings Inc | 57867 | Howard Wind Farm | NY | Steuben | 2 | OP | Onshore Wind Turbine | WT | IPP Non-CHP | 2 | 4.1 | 4.1 | 4.1 | 12 | 2012 | 2 | Senvion | MM92 | 19 | 3 | 262.4
12341 | MidAmerican Energy Co | 57873 | Eclipse Wind Farm | IA | Guthrie | EWF | OP | Onshore Wind Turbine | WT | Electric Utility | 1 | 200.1 | 200 | 200 | 9 | 2012 | 87 | Siemens | SWT-2.3-108 | 16.8 | 3 | 262.4
12341 | MidAmerican Energy Co | 57874 | Vienna Wind Farm | IA | Marshall | VIIWF | OP | Onshore Wind Turbine | WT | Electric Utility | 1 | 44.6 | 44.6 | 44.6 | 12 | 2013 | 19 | Siemens | SWT-2.3-108 | 16.8 | 3 | 262.4
12341 | MidAmerican Energy Co | 57874 | Vienna Wind Farm | IA | Marshall | VIWF | OP | Onshore Wind Turbine | WT | Electric Utility | 1 | 105.6 | 105.6 | 105.6 | 11 | 2012 | 45 | Siemens | SWT-2.3-108 | 16.8 | 3 | 262.4
12341 | MidAmerican Energy Co | 57875 | Morning Light Wind Farm | IA | Adair | MLWF | OP | Onshore Wind Turbine | WT | Electric Utility | 1 | 101.2 | 101.2 | 101.2 | 10 | 2012 | 44 | Siemens | SWT-2.3-108 | 16.8 | 3 | 262.4
57215 | Regents of the University of Minnesota | 57880 | Eolos Wind Energy Research Field Station | MN | Dakota | 1 | OP | Onshore Wind Turbine | WT | IPP Non-CHP | 2 | 2.5 | 2.5 | 2.5 | 10 | 2011 | 1 | Clipper | Liberty C96 | 19 | 2 | 262.4
57257 | Wildcat Wind, LLC | 57887 | Wildcat Wind | NM | Lea | 1 | OP | Onshore Wind Turbine | WT | IPP Non-CHP | 2 | 27.3 | 27.3 | 27.3 | 7 | 2012 | 13 | Suzlon | S97-2100 | 18.2 | 3 | 295.3
57256 | Harvest II Windfarm, LLC | 57888 | Harvest 2 | MI | Huron | 1 | OP | Onshore Wind Turbine | WT | IPP Non-CHP | 2 | 59.4 | 59.4 | 59.4 | 11 | 2012 | 33 | Vestas | V100-1.8 | 16.4 | 3 | 311.7
56627 | DeWind Co. | 57889 | KODE Novus II | OK | Texas | NOVII | OP | Onshore Wind Turbine | WT | IPP Non-CHP | 2 | 40 | 40 | 40 | 12 | 2012 | 20 | DeWind | D9.2 | 18.8 | 2 | 262.5
40575 | Utah Associated Mun Power Sys | 57890 | Horse Butte Wind I, LLC | ID | Bonneville | 1 | OP | Onshore Wind Turbine | WT | Electric Utility | 1 | 57.6 | 57.6 | 57.6 | 8 | 2012 | 32 | Vestas | V100-1.8 | 15.4 | 3 | 262.4
15399 | Avangrid Renewables LLC | 57913 | Tule Wind LLC | CA | San Diego | 1 | OP | Onshore Wind Turbine | WT | IPP Non-CHP | 2 | 143 | 143 | 143 | 12 | 2017 | 57 | GE | 1.5 S | 12 | 2 | 260
15399 | Avangrid Renewables LLC | 57927 | Baffin Wind | TX | Kenedy | 1 | OP | Onshore Wind Turbine | WT | IPP Non-CHP | 2 | 188 | 188 | 188 | 12 | 2014 | 84 | Gamesa | G87-2.0 | 14 | 2 | 269
7353 | Golden Valley Elec Assn Inc | 57935 | Eva Creek Wind | AK | Denali | EVW | OP | Onshore Wind Turbine | WT | Electric Utility | 1 | 24.6 | 24.6 | 24.6 | 1 | 2013 | 12 | REpower | MM92 | 16.5 | 3 | 262
59365 | Capital Power Corporation | 57947 | Macho Springs Power I | NM | Luna | GEN | OP | Onshore Wind Turbine | WT | IPP Non-CHP | 2 | 50.4 | 50.4 | 50.4 | 11 | 2011 | 28 | Vestas | V100-1.8 | 13.1 | 3 | 262.4
56925 | FPLE Wind, LLC | 57956 | Minco Wind II, LLC | OK | Grady | 1 | OP | Onshore Wind Turbine | WT | IPP Non-CHP | 2 | 100.8 | 100.8 | 100.8 | 11 | 2011 | 63 | GE | 1.6 XLE | 18 | 2 | 265
56769 | Consolidated Edison Development Inc. | 57962 | Brookfield Tehachapi 1 | CA | Kern | BT1 | OP | Onshore Wind Turbine | WT | IPP Non-CHP | 2 | 102 | 102 | 102 | 3 | 2012 | 34 | Vestas | V90-3.0 | 18 | 1 | 278
57333 | Musselshell Wind Project LLC | 57963 | Musselshell Wind Project | MT | Wheatland | MS01 | OP | Onshore Wind Turbine | WT | IPP Non-CHP | 2 | 10 | 10 | 10 | 12 | 2012 | 7 | Goldwind | GW87/1500 | 22 | 3 | 246
59050 | Algonquin Power Co | 57964 | Shady Oaks Wind Farm | IL | Lee | 1 | OP | Onshore Wind Turbine | WT | IPP Non-CHP | 2 | 109.5 | 109.5 | 109.5 | 5 | 2012 | 71 | Goldwind | GW 82/1500 | 17 | 3 | 328.1
57338 | Musselshell Wind Project Two LLC | 57965 | Musselshell Wind Project Two LLC | MT | Wheatland | MS02 | OP | Onshore Wind Turbine | WT | IPP Non-CHP | 2 | 10 | 10 | 10 | 12 | 2012 | 7 | Goldwind | GW87/1500 | 22 | 3 | 246
57340 | Cashton Greens Wind Farm LLC | 57968 | Cashton Greens Wind Farm | WI | Monroe | CGWF | OP | Onshore Wind Turbine | WT | IPP Non-CHP | 2 | 5 | 4.8 | 4.8 | 5 | 2012 | 2 | Clipper | Liberty C96 | 15 | 2 | 328
57170 | EDF Renewable Asset Holdings, Inc. | 57973 | Spinning Spur Wind LLC | TX | Oldham | GEN1 | OP | Onshore Wind Turbine | WT | IPP Non-CHP | 2 | 161 | 161 | 161 | 11 | 2012 | 70 | Siemens | SWT-2.3-101 | 19 | 2 | 262.4
57170 | EDF Renewable Asset Holdings, Inc. | 57974 | Bobcat Bluff Wind Project LLC | TX | Archer | GEN1 | OP | Onshore Wind Turbine | WT | IPP Non-CHP | 2 | 150 | 150 | 150 | 12 | 2012 | 100 | GE | 1.5 SLE | 19 | 2 | 262.4
57170 | EDF Renewable Asset Holdings, Inc. | 57975 | Spearville 3 LLC | KS | Ford | GEN1 | OP | Onshore Wind Turbine | WT | IPP Non-CHP | 2 | 108 | 108 | 108 | 10 | 2012 | 63 | GE | 1.6 XLE | 19 | 2 | 262.4
56482 | Gamesa Wind US | 57976 | Pocahontas Prairie Wind Farm | IA | Pocahontas | 1 | OP | Onshore Wind Turbine | WT | IPP Non-CHP | 2 | 80 | 80 | 80 | 2 | 2012 | 40 | Gamesa | G97-2.0 | 20 | 2 | 328
7601 | Green Mountain Power Corp | 57979 | Kingdom Community Wind | VT | Orleans | KCW | OP | Onshore Wind Turbine | WT | Electric Utility | 1 | 65 | 65 | 65 | 11 | 2012 | 21 | Vestas | V112-3.0 | 17 | 2 | 275
56146 | Black Hills/Colorado Elec.Util | 57980 | Busch Ranch Wind Energy Farm | CO | Huerfano | WTG | OP | Onshore Wind Turbine | WT | Electric Utility | 1 | 29 | 29 | 29 | 10 | 2012 | 16 | Vestas | V100-1.8 | 22 | 2 | 263
59050 | Algonquin Power Co | 57981 | Senate Wind LLC | TX | Jack | GEN1 | OP | Onshore Wind Turbine | WT | IPP Non-CHP | 2 | 150 | 150 | 150 | 12 | 2012 | 75 | Gamesa | G90-2.0 | 18.1 | 2 | 328.1
57355 | Stephens Ranch Wind Energy LLC | 57983 | Stephens Ranch Wind Energy LLC | TX | Borden | 1 | OP | Onshore Wind Turbine | WT | IPP Non-CHP | 2 | 211 | 211 | 211 | 12 | 2014 | 118 | GE | 1.79-100 | 14.9 | 2 | 262.5
57355 | Stephens Ranch Wind Energy LLC | 57983 | Stephens Ranch Wind Energy LLC | TX | Borden | 2 | OP | Onshore Wind Turbine | WT | IPP Non-CHP | 2 | 165 | 165 | 165 | 4 | 2015 | 92 | GE | 1.79-100 | 14.9 | 2 | 262.5
4254 | Consumers Energy Co | 57984 | Lake Winds Energy Park | MI | Mason | LWEP | OP | Onshore Wind Turbine | WT | Electric Utility | 1 | 100.8 | 22 | 24.6 | 11 | 2012 | 56 | Vestas | V100-1.8 | 16.7 | 3 | 311
57363 | Canadian Hills Wind LLC | 57987 | Canadian Hills Wind | OK | Canadian | 1 | OP | Onshore Wind Turbine | WT | IPP Non-CHP | 2 | 298.5 | 298.5 | 298.5 | 12 | 2012 | 135 | REpower | MM92 | 19 | 3 | 273
58672 | Everpower Wind Holdings Inc | 57991 | Highland North Wind Farm | PA | Cambria | 1 | OP | Onshore Wind Turbine | WT | IPP Non-CHP | 2 | 75 | 75 | 75 | 3 | 2012 | 30 | Nordex | N100/2500 | 18.5 | 2 | 328.1
57370 | NaturEner Rim Rock Energy LLC | 57995 | NaturEner Rim Rock Energy | MT | Toole | RR | OP | Onshore Wind Turbine | WT | IPP Non-CHP | 2 | 189 | 184.6 | 184.6 | 12 | 2012 | 126 | Acciona | AW77/1500 | 18 | 2 | 262
57372 | Auwahi Wind Energy LLC | 57996 | Auwahi Wind Energy | HI | Maui | AWET | OP | Onshore Wind Turbine | WT | IPP Non-CHP | 2 | 24 | 24 | 24 | 12 | 2012 | 8 | Siemens | SWT-3.0-101 | 24.6 | 1 | 261
58672 | Everpower Wind Holdings Inc | 57998 | Twin Ridges Wind Farm | PA | Somerset | 1 | OP | Onshore Wind Turbine | WT | IPP Non-CHP | 2 | 139.4 | 139.4 | 139.4 | 12 | 2012 | 68 | Senvion | MM92 | 19 | 2 | 328.1
58672 | Everpower Wind Holdings Inc | 57999 | Patton Wind Farm | PA | Cambria | 1 | OP | Onshore Wind Turbine | WT | IPP Non-CHP | 2 | 30 | 30 | 30 | 12 | 2012 | 15 | Gamesa | G97-2.0 | 16.8 | 3 | 295.3
56215 | E ON Climate Renewables N America LLC | 58000 | Anacacho Wind Farm, LLC | TX | Kinney | ANA | OP | Onshore Wind Turbine | WT | IPP Non-CHP | 2 | 99.8 | 99.8 | 99.8 | 12 | 2012 | 55 | Vestas | V100-1.8 | 17 | 3 | 262.4
57378 | Granite Reliable Power | 58004 | Granite Reliable Power | NH | Coos | 1 | OP | Onshore Wind Turbine | WT | IPP Non-CHP | 2 | 99 | 99 | 99 | 2 | 2012 | 33 | Vestas | V90-3.0 | 19.5 | 2 | 266.7
59139 | SunEdison LLC | 58008 | California Ridge Wind Energy LLC | IL | Vermilion | CR | OP | Onshore Wind Turbine | WT | IPP Non-CHP | 2 | 217 | 200 | 200 | 12 | 2012 | 134 | GE | 1.6-100 | 18.1 | 3 | 263
57395 | Shooting Star Power Partners, LLC | 58018 | Shooting Star | KS | Kiowa | 1 | OP | Onshore Wind Turbine | WT | IPP Non-CHP | 2 | 104 | 104 | 104 | 9 | 2012 | 65 | GE | 1.6-82.5 | 20.4 | 2 | 262.5
57396 | High Mesa Energy, LLC | 58019 | High Mesa | ID | Twin Falls | 1 | OP | Onshore Wind Turbine | WT | IPP Non-CHP | 2 | 40 | 40 | 40 | 12 | 2012 | 19 | Suzlon | S97-2100 | 14.7 | 3 | 295.3
57397 | Beebe Renewable Energy, LLC | 58020 | Beebe Renewable Energy LLC | MI | Gratiot | 1 | OP | Onshore Wind Turbine | WT | IPP Non-CHP | 2 | 81.6 | 81.6 | 81.6 | 12 | 2012 | 34 | Nordex | N117/2400 | 14.9 | 3 | 298.6
57398 | Whitetail Wind Energy, LLC | 58021 | Whitetail | TX | Webb | 1 | OP | Onshore Wind Turbine | WT | IPP Non-CHP | 2 | 92 | 92 | 92 | 12 | 2012 | 57 | GE | 1.6-82.5 | 17.5 | 2 | 262.5
57401 | Mt Wachusett Community College | 58025 | Mt Wachusett Community College | MA | Worcester | WTG1 | OP | Onshore Wind Turbine | WT | Commercial Non-CHP | 4 | 1.7 | 1.7 | 1.7 | 3 | 2011 | 1 | Vestas | V82-1.65 | 19 | 2 | 262
57401 | Mt Wachusett Community College | 58025 | Mt Wachusett Community College | MA | Worcester | WTG2 | OP | Onshore Wind Turbine | WT | Commercial Non-CHP | 4 | 1.7 | 1.7 | 1.7 | 3 | 2011 | 1 | Vestas | V82-1.65 | 19 | 2 | 262
57402 | Spruce Mountain Wind LLC | 58026 | Spruce Mountain WInd | ME | Oxford | 1 | OP | Onshore Wind Turbine | WT | IPP Non-CHP | 2 | 20 | 20 | 20 | 12 | 2011 | 10 | Gamesa | G90-2.0 | 19 | 2 | 256
57406 | Deepwater Wind Block Island LLC | 58035 | Block Island Wind Farm | RI | Washington | BIWF | OP | Offshore Wind Turbine | WS | IPP Non-CHP | 2 | 30 | 29.3 | 29.3 | 12 | 2016 | 5 | Alstom | Haliade 150 | 21.1 | 1 | 347.7
57409 | Buffalo Center Wind LLC | 58038 | Buffalo Center Wind LLC | IA | Mitchell | BCW | OP | Onshore Wind Turbine | WT | IPP Non-CHP | 2 | 1.5 | 1.5 | 1.5 | 11 | 2011 | 1 | Goldwind | GW 82/1500 | 16 | 3 | 278
57412 | Chisholm View Wind Project | 58041 | Chisholm View Wind Project | OK | Garfield | 1 | OP | Onshore Wind Turbine | WT | IPP Non-CHP | 2 | 235.2 | 235.2 | 235.2 | 12 | 2012 | 140 | GE | 1.68-82.5 | 24 | 2 | 328
57412 | Chisholm View Wind Project | 58041 | Chisholm View Wind Project | OK | Garfield | 2 | OP | Onshore Wind Turbine | WT | IPP Non-CHP | 2 | 64.8 | 64.8 | 64.8 | 12 | 2016 | 27 | GE | 1.68-82.5 | 24 | 2 | 328
57416 | Acciona Energy USA Global, LLC | 58044 | Anchor Wind, LLC | IA | Cedar | GEN1 | OP | Onshore Wind Turbine | WT | IPP Non-CHP | 2 | 6 | 5.9 | 5.9 | 10 | 2012 | 2 | Acciona | AW116/3000 | 31.3 | 2 | 328
57417 | Zephyr Wind LLC | 58045 | Community Wind South | MN | Nobles | GEN1 | OP | Onshore Wind Turbine | WT | IPP Non-CHP | 2 | 30 | 30 | 30 | 12 | 2012 | 15 | REpower | MM92 | 20 | 2 | 328
57421 | BayWa r.e Wind LLC | 58048 | BayWa r.e Mozart LLC | TX | Kent | 1 | OP | Onshore Wind Turbine | WT | IPP Non-CHP | 2 | 30 | 30 | 30 | 12 | 2012 | 12 | Nordex | N100/2500 | 19 | 2 | 262.4
57443 | MWRA Charlestown | 58065 | Charlestown Wind Turbine | MA | Suffolk | CWT1 | OP | Onshore Wind Turbine | WT | IPP Non-CHP | 2 | 1.5 | 1.5 | 1.5 | 10 | 2011 | 1 | Sinovel | SL1500/82 | 9.5 | 3 | 230
56769 | Consolidated Edison Development Inc. | 58071 | Windwalkers LLC | IA | Worth | 1 | OP | Onshore Wind Turbine | WT | IPP Non-CHP | 2 | 1.6 | 1.6 | 1.6 | 9 | 2011 | 1 | GE | 1.6-82.5 | 17 | 2 | 265
57451 | Rocky Ridge Wind Project LLC | 58078 | Rocky Ridge Wind Project | OK | Kiowa | GE 1. | OP | Onshore Wind Turbine | WT | IPP Non-CHP | 2 | 148.8 | 148.8 | 148.8 | 6 | 2012 | 93 | GE | 1.62-100 | 24 | 2 | 328
57460 | NextEra Wolf Ridge LLC | 58080 | Wolf Ridge Wind | TX | Cooke | 1 | OP | Onshore Wind Turbine | WT | IPP Non-CHP | 2 | 112.5 | 112.5 | 112.5 | 8 | 2008 | 75 | GE | 1.5 XLE | 16.8 | 3 | 262.5
49893 | Invenergy Services LLC | 58088 | Stony Creek Wind Farm NY | NY | Wyoming | 1 | OP | Onshore Wind Turbine | WT | IPP Non-CHP | 2 | 94.4 | 94.4 | 94.4 | 11 | 2013 | 58 | GE | 1.6-100 | 15.9 | 3 | 262.5
56769 | Consolidated Edison Development Inc. | 58089 | Roeder Family Wind Farm LLC | IA | Worth | 1 | OP | Onshore Wind Turbine | WT | IPP Non-CHP | 2 | 1.6 | 1.6 | 1.6 | 9 | 2011 | 1 | GE | 1.6 82.5 | 17 | 1 | 265
15399 | Avangrid Renewables LLC | 58098 | El Cabo Wind | NM | Torrance | 1 | OP | Onshore Wind Turbine | WT | IPP Non-CHP | 2 | 298 | 298 | 298 | 12 | 2017 | 142 | Gamesa | G114-2.0 | 12 | 2 | 240
57476 | Foundation CA Fund VI Manager LLC | 58101 | Foundation Cemex River Plant | CA | San Bernardino | WTG1 | OP | Onshore Wind Turbine | WT | IPP Non-CHP | 2 | 1.6 | 1.6 | 1.6 | 12 | 2012 | 1 | GE | 1.6 XLE | 12 | 4 | 262.4
57476 | Foundation CA Fund VI Manager LLC | 58101 | Foundation Cemex River Plant | CA | San Bernardino | WTG2 | OP | Onshore Wind Turbine | WT | IPP Non-CHP | 2 | 1.6 | 1.6 | 1.6 | 12 | 2012 | 1 | GE | 1.6 XLE | 12 | 4 | 262.4
57476 | Foundation CA Fund VI Manager LLC | 58102 | Foundation Cemex BMQ | CA | San Bernardino | WTG1 | OP | Onshore Wind Turbine | WT | IPP Non-CHP | 2 | 1.5 | 1.5 | 1.5 | 12 | 2012 | 1 | GE | 1.5 SLE | 13.4 | 4 | 213
57476 | Foundation CA Fund VI Manager LLC | 58102 | Foundation Cemex BMQ | CA | San Bernardino | WTG2 | OP | Onshore Wind Turbine | WT | IPP Non-CHP | 2 | 1.5 | 1.5 | 1.5 | 12 | 2012 | 1 | GE | 1.5 SLE | 13.4 | 4 | 213
57480 | Heritage Garden Wind Farm I LLC | 58103 | Heritage Garden Wind Farm I LLC | MI | Delta | 1 | OP | Onshore Wind Turbine | WT | IPP Non-CHP | 2 | 28 | 28 | 28 | 9 | 2012 | 14 | Gamesa | G97-2.0 | 16.2 | 2 | 288
57476 | Foundation CA Fund VI Manager LLC | 58104 | Foundation Superior Farms | CA | Solano | WTG1 | OP | Onshore Wind Turbine | WT | Industrial Non-CHP | 6 | 1 | 1 | 1 | 12 | 2012 | 1 | Mitsubishi | MWT-1000A | 13.9 | 4 | 180
57476 | Foundation CA Fund VI Manager LLC | 58105 | Foundation Wal-Mart Red Bluff | CA | Tehama | WTG1 | OP | Onshore Wind Turbine | WT | Commercial Non-CHP | 4 | 1 | 1 | 1 | 9 | 2012 | 1 | GE | 1.5 SLE | 21 | 4 | 213
57075 | Ridgeline Energy LLC | 58106 | Meadow Creek Project Company | ID | Bonneville | MCPC | OP | Onshore Wind Turbine | WT | IPP Non-CHP | 2 | 119.7 | 115.8 | 115.8 | 12 | 2012 | 57 | Suzlon | S97-2100 | 17.9 | 3 | 295.3
59870 | Bishop Hill Energy II, LLC | 58111 | Bishop Hill II Wind Farm | IL | Henry | 1 | OP | Onshore Wind Turbine | WT | IPP Non-CHP | 2 | 81 | 81 | 81 | 10 | 2012 | 50 | GE | 1.6-100 | 16.8 | 3 | 328
57484 | Foundation CA Fund V Manager, LLC | 58112 | Foundation Cemex Madison | CA | Yolo | WTG1 | OP | Onshore Wind Turbine | WT | IPP Non-CHP | 2 | 1 | 1 | 1 | 8 | 2012 | 1 | GE | 1.5 SLE | 21 | 4 | 213
57484 | Foundation CA Fund V Manager, LLC | 58113 | Foundation RRM | CA | Riverside | WTG1 | OP | Onshore Wind Turbine | WT | IPP Non-CHP | 2 | 1 | 1 | 1 | 12 | 2012 | 1 | GE | 1.5 SLE | 21 | 1 | 213
57484 | Foundation CA Fund V Manager, LLC | 58113 | Foundation RRM | CA | Riverside | WTG2 | OP | Onshore Wind Turbine | WT | IPP Non-CHP | 2 | 1 | 1 | 1 | 12 | 2012 | 1 | GE | 1.5 SLE | 21 | 1 | 213
57484 | Foundation CA Fund V Manager, LLC | 58114 | Foundation NWNA | CA | Riverside | WTG1 | OP | Onshore Wind Turbine | WT | IPP Non-CHP | 2 | 1.6 | 1.6 | 1.6 | 12 | 2012 | 1 | GE | 1.6 XLE | 20.4 | 1 | 262.4
57484 | Foundation CA Fund V Manager, LLC | 58114 | Foundation NWNA | CA | Riverside | WTG2 | OP | Onshore Wind Turbine | WT | IPP Non-CHP | 2 | 1.6 | 1.6 | 1.6 | 12 | 2012 | 1 | GE | 1.6 XLE | 20.4 | 1 | 262.4
5109 | DTE Electric Company | 58121 | Echo Wind Park | MI | Huron | GEN1 | OP | Onshore Wind Turbine | WT | Electric Utility | 1 | 49.6 | 49.6 | 49.6 | 1 | 2014 | 31 | GE | 1.6-100 | 17 | 3 | 328
5109 | DTE Electric Company | 58121 | Echo Wind Park | MI | Huron | GEN2 | OP | Onshore Wind Turbine | WT | Electric Utility | 1 | 62.4 | 62.4 | 62.4 | 12 | 2014 | 39 | GE | 1.6-100 | 17 | 3 | 328
5109 | DTE Electric Company | 58121 | Echo Wind Park | MI | Huron | GEN3 | OP | Onshore Wind Turbine | WT | Electric Utility | 1 | 50 | 50 | 50 | 12 | 2016 | 30 | GE | 1.6-100 | 17 | 3 | 328
57503 | Limon | 58126 | Limon Wind I | CO | Lincoln | 1 | OP | Onshore Wind Turbine | WT | IPP Non-CHP | 2 | 200 | 200 | 200 | 11 | 2012 | 125 | GE | 1.6 SLE | 17 | 3 | 262.4
57503 | Limon | 58127 | Limon Wind II | CO | Lincoln | 1 | OP | Onshore Wind Turbine | WT | IPP Non-CHP | 2 | 200 | 200 | 200 | 11 | 2012 | 125 | GE | 1.6 SLE | 14.7 | 3 | 262.4
58090 | NextEra Energy Resources Ensign Wind | 58137 | Ensign Wind LLC | KS | Gray | 1 | OP | Onshore Wind Turbine | WT | IPP Non-CHP | 2 | 98.9 | 98.9 | 98.9 | 11 | 2012 | 43 | Siemens | SWT-2.3-108 | 19 | 2 | 262.4
15399 | Avangrid Renewables LLC | 58141 | Groton Wind LLC | NH | Grafton | 1 | OP | Onshore Wind Turbine | WT | IPP Non-CHP | 2 | 48 | 48 | 48 | 12 | 2012 | 24 | Gamesa | G78-2.0 | 15.5 | 1 | 255
58121 | North Sky River Energy LLC | 58154 | North Sky River Energy LLC | CA | Kern | GEN1 | OP | Onshore Wind Turbine | WT | IPP Non-CHP | 2 | 162 | 162 | 162 | 12 | 2012 | 100 | GE | 1.6 XLE | 16.8 | 2 | 286
58132 | Perrin Ranch Wind LLC | 58155 | Perrin Ranch Wind LLC | AZ | Coconino | GEN1 | OP | Onshore Wind Turbine | WT | IPP Non-CHP | 2 | 99.2 | 99.2 | 99.2 | 1 | 2012 | 62 | GE | 1.6 XLE | 16.8 | 3 | 262.5
58134 | Cirrus Wind 1 LLC | 58162 | Cirrus Wind 1 LLC | TX | Lynn | CW | OP | Onshore Wind Turbine | WT | IPP Non-CHP | 2 | 61.2 | 61.2 | 61.2 | 12 | 2012 | 17 | CCWE | CCWE-3600/115.D | 14 | 2 | 279
56925 | FPLE Wind, LLC | 58203 | Minco Wind III, LLC | OK | Caddo | 1 | OP | Onshore Wind Turbine | WT | IPP Non-CHP | 2 | 100.8 | 100.8 | 100.8 | 12 | 2012 | 63 | GE | 1.7-100 | 18 | 3 | 265
58180 | Blackwell Wind, LLC | 58209 | NextEra-Blackwell Wind, LLC | OK | Kay | WT | OP | Onshore Wind Turbine | WT | IPP Non-CHP | 2 | 59.8 | 59.8 | 59.8 | 12 | 2012 | 26 | Siemens | SWT-2.3-108 | 19 | 2 | 262.4
13902 | NorthWestern Energy | 58218 | Spion Kop Wind Farm | MT | Judith Basin | SKW25 | OP | Onshore Wind Turbine | WT | Electric Utility | 1 | 40 | 40 | 40 | 12 | 2012 | 25 | GE | 1.6-82.5 | 19 | 2 | 262
58187 | Haviland Plastic Products Co | 58220 | Haviland Plastic Products | OH | Paulding | WTGA | OP | Onshore Wind Turbine | WT | Industrial Non-CHP | 6 | 1.5 | 1.5 | 1.5 | 5 | 2013 | 1 | Goldwind | GW 87/1500 | 13 | 3 | 263
58187 | Haviland Plastic Products Co | 58220 | Haviland Plastic Products | OH | Paulding | WTGB | OP | Onshore Wind Turbine | WT | Industrial Non-CHP | 6 | 1.5 | 1.5 | 1.5 | 5 | 2013 | 1 | Goldwind | GW 87/1500 | 13 | 3 | 263
58187 | Haviland Plastic Products Co | 58220 | Haviland Plastic Products | OH | Paulding | WTGC | OP | Onshore Wind Turbine | WT | Industrial Non-CHP | 6 | 1.5 | 1.5 | 1.5 | 6 | 2013 | 1 | Goldwind | GW 87/1500 | 13 | 3 | 263
57421 | BayWa r.e Wind LLC | 58233 | Wagner Wind LLC | CA | Riverside | GEN1 | OP | Onshore Wind Turbine | WT | IPP Non-CHP | 2 | 6 | 6 | 6 | 12 | 2012 | 2 | Vestas | V90-3.0 | 22.3 | 1 | 262.4
58212 | Georgia Mountain Community Wind, LLC | 58238 | Georgia Mountain Community Wind Farm | VT | Chittenden | GMCW | OP | Onshore Wind Turbine | WT | IPP Non-CHP | 2 | 10 | 10 | 10 | 12 | 2012 | 4 | Goldwind | GW 100/2500 | 17.5 | 2 | 262.4
56545 | Pattern Operators LP | 58242 | Pattern Panhandle Wind LLC | TX | Carson | 1 | OP | Onshore Wind Turbine | WT | IPP Non-CHP | 2 | 218 | 218 | 218 | 7 | 2014 | 118 | GE | 1.85-87 | 19 | 2 | 262.4
49893 | Invenergy Services LLC | 58321 | Goldthwaite Wind Energy Facility | TX | Mills | 1 | OP | Onshore Wind Turbine | WT | IPP Non-CHP | 2 | 150 | 150 | 150 | 12 | 2013 | 85 | GE | 1.7-100 | 16.8 | 3 | 263
59139 | SunEdison LLC | 58322 | Prairie Breeze | NE | Antelope | 1 | OP | Onshore Wind Turbine | WT | IPP Non-CHP | 2 | 206.5 | 206.5 | 206.5 | 5 | 2014 | 118 | GE | 1.7-100 | 19 | 3 | 262.5
58298 | FPL Energy Stateline II Inc | 58324 | Vansycle II Wind Energy Center | OR | Umatilla | SIE23 | OP | Onshore Wind Turbine | WT | IPP Non-CHP | 2 | 98.9 | 98.9 | 98.9 | 12 | 2009 | 43 | Siemens | SWT-2.3-93 | 19 | 2 | 262.4
58340 | Tuscola Bay Wind LLC | 58351 | Tuscola Bay Wind | MI | Tuscola | GE16 | OP | Onshore Wind Turbine | WT | IPP Non-CHP | 2 | 120 | 120 | 120 | 12 | 2012 | 75 | GE | 1.6 XLE | 16.8 | 3 | 262.5
58353 | NextEra Energy Majestic Wind | 58363 | Majestic II Wind | TX | Carson | WND1 | OP | Onshore Wind Turbine | WT | IPP Non-CHP | 2 | 79.6 | 79.6 | 79.6 | 8 | 2012 | 51 | GE | 1.6 XLE | 16.8 | 2 | 262.5
58360 | Blue Summit Wind LLC | 58372 | Blue Summit Wind LLC | TX | Wilbarger | GEN1 | OP | Onshore Wind Turbine | WT | IPP Non-CHP | 2 | 135.4 | 135.4 | 135.4 | 12 | 2012 | 85 | GE | 1.6 XLE | 16.8 | 2 | 262.5
60015 | NRG Yield LLC | 58394 | Alta Wind X | CA | Kern | AW10 | OP | Onshore Wind Turbine | WT | IPP Non-CHP | 2 | 138 | 138 | 138 | 1 | 2014 | 48 | GE | 2.85-103 | 22.4 | 2 | 262
60015 | NRG Yield LLC | 58395 | Alta Wind XI | CA | Kern | AW11 | OP | Onshore Wind Turbine | WT | IPP Non-CHP | 2 | 90 | 90 | 90 | 1 | 2014 | 48 | GE | 1.7-100 | 22.4 | 3 | 262.4
58388 | Pantex (NNSA) | 58404 | Pantex | TX | Carson | 1 | OP | Onshore Wind Turbine | WT | Commercial Non-CHP | 4 | 11.5 | 11.5 | 11.5 | 6 | 2014 | 5 | Siemens | SWT-2.3-101 | 27 | 2 | 262.4
58389 | Luther College Wind Energy Project LLC | 58407 | Luther College Wind Project | IA | Winneshiek | WTG01 | OP | Onshore Wind Turbine | WT | IPP Non-CHP | 2 | 1.6 | 1.6 | 1.6 | 10 | 2011 | 1 | GE | 1.6 XLE | 16 | 2 | 262.4
13468 | New London Municipal Utilities | 58414 | NLMU Wind | IA | Henry | NLMU | OP | Onshore Wind Turbine | WT | Electric Utility | 1 | 1.5 | 1.5 | 1.5 | 11 | 2011 | 1 | VENSYS | VENSYS82 | 15 | 3 | 279
58412 | Headwaters Wind Farm LLC | 58416 | Headwaters Wind Farm LLC | IN | Randolph | 1 | OP | Onshore Wind Turbine | WT | IPP Non-CHP | 2 | 200 | 200 | 200 | 12 | 2014 | 100 | Vestas | V110-2.0 | 16.7 | 3 | 311
58420 | Harbor Wind Tenant LLC | 58424 | Harbor Wind LLC | TX | Nueces | 1 | OP | Onshore Wind Turbine | WT | IPP Non-CHP | 2 | 9 | 9 | 9 | 2 | 2012 | 6 | Guodian United Power | GUP1500-82 | 16.5 | 3 | 262.4
58422 | Fire Island Wind LLC | 58425 | Fire Island Wind | AK | Anchorage | WT1 | OP | Onshore Wind Turbine | WT | IPP Non-CHP | 2 | 18 | 18 | 18 | 9 | 2012 | 11 | GE | 1.6 XLE | 16.1 | 2 | 262.4
58430 | Gamesa Wind US LLC | 58441 | Swauk Wind LLC | WA | Kittitas | SW | OP | Onshore Wind Turbine | WT | IPP Non-CHP | 2 | 4.3 | 4.3 | 4.3 | 12 | 2012 | 5 | Gamesa | G58-850 | 19 | 3 | 180
58439 | Junction Hilltop Management LLC | 58444 | Junction Hilltop Wind Farm | IA | Greene | JHW | OP | Onshore Wind Turbine | WT | IPP Non-CHP | 2 | 8 | 8 | 8 | 3 | 2012 | 5 | GE | 1.62-82.5 | 17.6 | 2 | 262.4
58444 | Cumberland Rose Wind Energy, LLC | 58456 | Cumberland Rose | IA | Adair | 1 | OP | Onshore Wind Turbine | WT | IPP Non-CHP | 2 | 1.6 | 1.6 | 1.6 | 8 | 2012 | 1 | GE | 1.62-82.5 | 17 | 2 | 262.5
58445 | Forward Fontanelle Power, LLC | 58457 | Fontanelle | IA | Adair | 1 | OP | Onshore Wind Turbine | WT | IPP Non-CHP | 2 | 1.6 | 1.6 | 1.6 | 8 | 2012 | 1 | GE | 1.62-82.5 | 17 | 2 | 262.5
58446 | Greenfield Wind Power, LLC | 58458 | Greenfield Wind | IA | Adair | 1 | OP | Onshore Wind Turbine | WT | Electric Utility | 1 | 1.6 | 1.6 | 1.6 | 8 | 2012 | 1 | GE | 1.62-82.5 | 17 | 2 | 262.5
58447 | Meadow Ridge Wind Energy, LLC | 58459 | Meadow Ridge | IA | Adair | 1 | OP | Onshore Wind Turbine | WT | IPP Non-CHP | 2 | 1.6 | 1.6 | 1.6 | 7 | 2012 | 1 | GE | 1.62-82.5 | 17 | 2 | 262.5
58448 | Sky Volt, LLC | 58460 | Sky Volt | IA | Adair | 1 | OP | Onshore Wind Turbine | WT | IPP Non-CHP | 2 | 1.6 | 1.6 | 1.6 | 8 | 2012 | 1 | GE | 1.62-82.5 | 17 | 2 | 262.5
58449 | Wiota Wind Energy, LLC #1 | 58461 | Wiota | IA | Cass | 1 | OP | Onshore Wind Turbine | WT | IPP Non-CHP | 2 | 1.6 | 1.6 | 1.6 | 5 | 2012 | 1 | GE | 1.62-82.5 | 17 | 2 | 262.5
57421 | BayWa r.e Wind LLC | 58464 | Broadview Energy Prime LLC | NM | Curry | 0001 | OP | Onshore Wind Turbine | WT | IPP Non-CHP | 2 | 9.9 | 9.9 | 9.9 | 2 | 2014 | 6 | Vestas | V82 | 19 | 1 | 262.4
57421 | BayWa r.e Wind LLC | 58465 | Broadview Energy Prime 2 LLC | NM | Curry | 0002 | OP | Onshore Wind Turbine | WT | IPP Non-CHP | 2 | 9.9 | 9.9 | 9.9 | 2 | 2014 | 6 | Vestas | V82 | 19 | 1 | 262.4
58461 | Buffalo Dunes Wind Project LLC | 58474 | Buffalo Dunes Wind Project | KS | Haskell | GE1 | OP | Onshore Wind Turbine | WT | IPP Non-CHP | 2 | 249.8 | 249.8 | 249.8 | 12 | 2013 | 135 | GE | 1.85-82.5 | 24 | 2 | 328
58488 | Alaska Environmental Power | 58511 | Delta Wind Farm | AK | Southeast Fairbanks | EWT1 | OP | Onshore Wind Turbine | WT | IPP Non-CHP | 2 | 0.9 | 0.9 | 0.9 | 10 | 2009 | 1 | EWT | DW54-900 | 15.1 | 3 | 240
58488 | Alaska Environmental Power | 58511 | Delta Wind Farm | AK | Southeast Fairbanks | EWT2 | OP | Onshore Wind Turbine | WT | IPP Non-CHP | 2 | 0.9 | 0.9 | 0.9 | 9 | 2013 | 1 | Northern Power | Northwind 100 | 15.1 | 3 | 240
58488 | Alaska Environmental Power | 58511 | Delta Wind Farm | AK | Southeast Fairbanks | NW1 | OP | Onshore Wind Turbine | WT | IPP Non-CHP | 2 | 0.1 | 0.1 | 0.1 | 9 | 2008 | 1 | Southwest Windpower | Skystream 3.7 | 15.1 | 3 | 120
58520 | Huerfano River Wind, LLC | 58548 | Huerfano River Wind | CO | Huerfano | WTG1 | OP | Onshore Wind Turbine | WT | IPP Non-CHP | 2 | 2 | 2 | 2 | 10 | 2013 | 1 | SANY | SE11020 | 16.8 | 3 | 262.4
58520 | Huerfano River Wind, LLC | 58548 | Huerfano River Wind | CO | Huerfano | WTG2 | OP | Onshore Wind Turbine | WT | IPP Non-CHP | 2 | 2 | 2 | 2 | 10 | 2013 | 1 | SANY | SE11020 | 16.8 | 3 | 262.4
58520 | Huerfano River Wind, LLC | 58548 | Huerfano River Wind | CO | Huerfano | WTG3 | OP | Onshore Wind Turbine | WT | IPP Non-CHP | 2 | 2 | 2 | 2 | 10 | 2013 | 1 | SANY | SE11020 | 16.8 | 3 | 262.4
58520 | Huerfano River Wind, LLC | 58548 | Huerfano River Wind | CO | Huerfano | WTG4 | OP | Onshore Wind Turbine | WT | IPP Non-CHP | 2 | 2 | 2 | 2 | 10 | 2013 | 1 | SANY | SE11020 | 16.8 | 3 | 262.4
15248 | Portland General Electric Co | 58571 | Tucannon River Wind Farm | WA | Columbia | 1 | OP | Onshore Wind Turbine | WT | Electric Utility | 1 | 266.8 | 266.8 | 266.8 | 12 | 2014 | 116 | Siemens | SWT-2.3-108 | 22.3 | 2 | 262.4
58539 | Pheasant Run Wind LLC | 58580 | Pheasant Run Wind LLC | MI | Huron | 1 | OP | Onshore Wind Turbine | WT | IPP Non-CHP | 2 | 74.8 | 74.8 | 74.8 | 12 | 2013 | 44 | GE | 1.7-100 | 16.8 | 3 | 262.4
58545 | Tuscola Wind II LLC | 58587 | Tuscola Wind II LLC | MI | Tuscola | 1 | OP | Onshore Wind Turbine | WT | IPP Non-CHP | 2 | 100.3 | 100.3 | 100.3 | 11 | 2013 | 59 | GE | 1.7-100 | 16.8 | 3 | 262.5
58551 | Steele Flats Wind Project LLC | 58594 | Steele Flats Wind Project LLC | NE | Jefferson | 1 | OP | Onshore Wind Turbine | WT | IPP Non-CHP | 2 | 74.8 | 74.8 | 74.8 | 10 | 2013 | 44 | GE | 1.7-100 | 16.8 | 3 | 262.5
56215 | E ON Climate Renewables N America LLC | 58596 | Grandview Wind Farm, LLC | TX | Carson | GRVWI | OP | Onshore Wind Turbine | WT | IPP Non-CHP | 2 | 211.2 | 211.2 | 211.2 | 12 | 2014 | 118 | GE | 1.7-100 | 16.3 | 3 | 262.4
58565 | Saddleback Ridge Wind, LLC | 58608 | Saddleback Ridge Wind Farm | ME | Franklin | SRW1 | OP | Onshore Wind Turbine | WT | IPP Non-CHP | 2 | 8.5 | 8.5 | 8.5 | 12 | 2014 | 3 | GE | 2.85-103 | 19 | 2 | 279
58565 | Saddleback Ridge Wind, LLC | 58608 | Saddleback Ridge Wind Farm | ME | Franklin | SRW2 | OP | Onshore Wind Turbine | WT | IPP Non-CHP | 2 | 25.7 | 25.7 | 25.7 | 9 | 2015 | 9 | GE | 2.85-103 | 19 | 2 | 279
58574 | Canton Mountain Wind LLC | 58620 | Canton Mountain Wind | ME | Oxford | 1 | OP | Onshore Wind Turbine | WT | IPP Non-CHP | 2 | 22.8 | 22.8 | 22.8 | 11 | 2017 | 8 | GE | 2.85-103 | 19 | 2 | 279
57365 | Consolidated Edison Solutions Inc | 58630 | RP Wind | OH | Logan | RPOH | OP | Onshore Wind Turbine | WT | IPP Non-CHP | 2 | 3.4 | 3.4 | 3.4 | 12 | 2013 | 2 | Gamesa | G97-2.0 | 17 | 2 | 262
59050 | Algonquin Power Co | 58657 | Odell Wind Farm | MN | Cottonwood | 1 | OP | Onshore Wind Turbine | WT | IPP Non-CHP | 2 | 200 | 200 | 200 | 7 | 2016 | 100 | Vestas | V110-2.0 | 16 | 3 | 262.5
13781 | Northern States Power Co - Minnesota | 58658 | Courtenay Wind Farm | ND | Stutsman | 1 | OP | Onshore Wind Turbine | WT | Electric Utility | 1 | 200 | 195 | 195 | 12 | 2016 | 100 | Vestas | V100-2.0 | 18 | 2 | 262
58604 | US Air Force | 58661 | Cape Cod Air Force Station - 6 SWS | MA | Barnstable | GE-3 | OP | Onshore Wind Turbine | WT | Commercial Non-CHP | 4 | 1.7 | 1.7 | 1.7 | 1 | 2014 | 1 | GE | 1.68-82.5 | 19 | 2 | 262.4
58604 | US Air Force | 58661 | Cape Cod Air Force Station - 6 SWS | MA | Barnstable | GE-4 | OP | Onshore Wind Turbine | WT | Commercial Non-CHP | 4 | 1.7 | 1.7 | 1.7 | 1 | 2014 | 1 | GE | 1.68-82.5 | 19 | 2 | 262.4
56990 | NJR Clean Energy Ventures Corporation | 58666 | Alexander Wind Farm LLC | KS | Rush | 1 | OP | Onshore Wind Turbine | WT | IPP Non-CHP | 2 | 50.7 | 50.7 | 50.7 | 12 | 2015 | 21 | Siemens | SWT-2.3-108 | 20.1 | 2 | 262.4
49893 | Invenergy Services LLC | 58677 | Gratiot County Wind LLC | MI | Gratiot | 1 | OP | Onshore Wind Turbine | WT | IPP Non-CHP | 2 | 110.4 | 110.4 | 110.4 | 5 | 2012 | 69 | GE | 1.6 XLE | 14.5 | 2 | 328
60453 | Novatus Energy | 58681 | Route 66 Wind Plant | TX | Carson | RT661 | OP | Onshore Wind Turbine | WT | IPP Non-CHP | 2 | 150 | 150 | 150 | 8 | 2015 | 75 | Vestas | V110-2.0 | 16.7 | 3 | 262.4
59380 | Enel Green Power NA, Inc. | 58683 | Osage Wind, LLC | OK | Osage | 1 | OP | Onshore Wind Turbine | WT | IPP Non-CHP | 2 | 150.4 | 150.4 | 150.4 | 6 | 2015 | 94 | GE | 1.7-103 | 18 | 3 | 262.4
60453 | Novatus Energy | 58686 | Hancock Wind Plant | ME | Hancock | HANC1 | OP | Onshore Wind Turbine | WT | IPP Non-CHP | 2 | 51 | 51 | 51 | 12 | 2016 | 17 | Vestas | V117-3.3 | 22.4 | 1 | 262
60456 | Apple Blossom Wind, LLC | 58690 | Apple Blossom Wind Farm | MI | Huron | APLB1 | OP | Onshore Wind Turbine | WT | IPP Non-CHP | 2 | 100 | 100 | 100 | 11 | 2017 | 29 | Vestas | V126-3.45 | 16.5 | 2 | 285
60458 | South Fork Wind LLC | 58691 | South Fork Wind Farm | MN | Jackson | STFK1 | OP | Onshore Wind Turbine | WT | IPP Non-CHP | 2 | 13 | 13 | 13 | 12 | 2016 | 6 | GE | 2.3-116 | 18.1 | 3 | 315
58625 | Black Oak Wind, LLC | 58692 | Black Oak Wind Farm | MN | Stearns | 1 | OP | Onshore Wind Turbine | WT | IPP Non-CHP | 2 | 78 | 78 | 78 | 12 | 2016 | 39 | Vestas | V110-2.0 | 18.1 | 3 | 262.4
59359 | BHE Renewables, LLC | 58695 | Grande Prairie Wind Farm | NE | Holt | 1 | OP | Onshore Wind Turbine | WT | IPP Non-CHP | 2 | 400 | 400 | 400 | 12 | 2016 | 200 | Vestas | V100-2.0 | 15.6 | 3 | 312
5109 | DTE Electric Company | 58719 | Brookfield | MI | Huron | WPH2 | OP | Onshore Wind Turbine | WT | Electric Utility | 1 | 74.8 | 74.8 | 74.8 | 2 | 2014 | 44 | GE | 1.6-100 | 17 | 3 | 328
56545 | Pattern Operators LP | 58720 | Pattern Panhandle Wind 2 LLC | TX | Carson | 1 | OP | Onshore Wind Turbine | WT | IPP Non-CHP | 2 | 181.7 | 181.7 | 181.7 | 11 | 2014 | 79 | Siemens | SWT-2.3-108 | 19 | 2 | 262.4
49893 | Invenergy Services LLC | 58765 | Miami Wind Energy Center | TX | Roberts | 1 | OP | Onshore Wind Turbine | WT | IPP Non-CHP | 2 | 288.6 | 288.6 | 288.6 | 8 | 2014 | 156 | GE | 1.85-87 | 19.1 | 2 | 262.4
17650 | Southern Power Co | 58766 | Wake Wind Energy Center | TX | Crosby | 1 | OP | Onshore Wind Turbine | WT | IPP Non-CHP | 2 | 257 | 257 | 257 | 10 | 2016 | 150 | GE | 1.7-103 | 19.2 | 3 | 262.4
49893 | Invenergy Services LLC | 58767 | Buckeye Wind Energy Center | KS | Ellis | 1 | OP | Onshore Wind Turbine | WT | IPP Non-CHP | 2 | 205.7 | 205.7 | 205.7 | 8 | 2015 | 112 | GE | 1.79-100 | 20.6 | 2 | 262.4
49893 | Invenergy Services LLC | 58768 | Marsh Hill Wind Farm | NY | Steuben | 1 | OP | Onshore Wind Turbine | WT | IPP Non-CHP | 2 | 16.2 | 16.2 | 16.2 | 11 | 2014 | 10 | GE | 1.6-103 | 16.7 | 3 | 262
60015 | NRG Yield LLC | 58769 | Spring Canyon Expansion Wind Energy Ctr | CO | Logan | 1 | OP | Onshore Wind Turbine | WT | IPP Non-CHP | 2 | 34 | 34 | 34 | 10 | 2014 | 19 | GE | 1.79-100 | 20.4 | 2 | 262.4
60015 | NRG Yield LLC | 58769 | Spring Canyon Expansion Wind Energy Ctr | CO | Logan | SCIII | OP | Onshore Wind Turbine | WT | IPP Non-CHP | 2 | 28.6 | 28.6 | 28.6 | 12 | 2014 | 16 | GE | 1.79-100 | 18.6 | 2 | 262.4
57170 | EDF Renewable Asset Holdings, Inc. | 58771 | Roosevelt County | NM | Roosevelt | GEN1 | OP | Onshore Wind Turbine | WT | IPP Non-CHP | 2 | 250 | 250 | 250 | 12 | 2015 | 125 | Vestas | V100-2.0 | 19 | 2 | 262.4
57170 | EDF Renewable Asset Holdings, Inc. | 58772 | Longhorn Wind | TX | Briscoe | GEN1 | OP | Onshore Wind Turbine | WT | IPP Non-CHP | 2 | 200 | 200 | 200 | 5 | 2015 | 100 | Vestas | V100-2.0 | 19 | 2 | 262.4
57170 | EDF Renewable Asset Holdings, Inc. | 58773 | TX Hereford Wind | TX | Deaf Smith | GEN1 | OP | Onshore Wind Turbine | WT | IPP Non-CHP | 2 | 200 | 200 | 200 | 12 | 2014 | 87 | GE | 1.85-82.5 | 19 | 2 | 262.4
57170 | EDF Renewable Asset Holdings, Inc. | 58774 | Spinning Spur Wind II | TX | Oldham | GEN1 | OP | Onshore Wind Turbine | WT | IPP Non-CHP | 2 | 161 | 161 | 161 | 7 | 2014 | 85 | GE | 1.6-82.5 | 19 | 2 | 262.4
57170 | EDF Renewable Asset Holdings, Inc. | 58775 | Spinning Spur Wind III | TX | Oldham | GEN1 | OP | Onshore Wind Turbine | WT | IPP Non-CHP | 2 | 194 | 194 | 194 | 9 | 2015 | 97 | Vestas | V100-2.0 | 19 | 2 | 262.4
4254 | Consumers Energy Co | 58830 | Cross Winds Energy Park | MI | Tuscola | CWEP | OP | Onshore Wind Turbine | WT | Electric Utility | 1 | 111 | 25.1 | 25.1 | 12 | 2014 | 62 | GE | 1.7-100 | 17 | 3 | 314.9
59146 | Red Horse 2 | 58833 | Red Horse 2 | AZ | Cochise | RH2W | OP | Onshore Wind Turbine | WT | IPP Non-CHP | 2 | 30 | 30 | 30 | 8 | 2015 | 15 | Vestas | V110-2.0 | 14.3 | 3 | 262.5
58710 | Lakeswind Power Partners | 58836 | Lakeswind Power Partners | MN | Clay | LW1 | OP | Onshore Wind Turbine | WT | IPP Non-CHP | 2 | 51.8 | 50 | 50 | 3 | 2014 | 32 | GE | 1.5-82.5 | 12 | 2 | 262.4
58720 | Enbridge | 58838 | Keechi Wind | TX | Jack | KW1 | OP | Onshore Wind Turbine | WT | IPP Non-CHP | 2 | 110 | 110 | 110 | 1 | 2015 | 55 | Vestas | V100-2.0 | 19 | 2 | 328
12647 | ALLETE, Inc. | 58872 | Bison 4 Wind Energy Center | ND | Morton | BISO4 | OP | Onshore Wind Turbine | WT | Electric Utility | 1 | 205 | 205 | 205 | 1 | 2015 | 64 | Siemens | SWT-3.2-113 | 20.1 | 2 | 303.5
12341 | MidAmerican Energy Co | 58883 | Highland Wind Project (IA) | IA | O'Brien | HLWF | OP | Onshore Wind Turbine | WT | Electric Utility | 1 | 16.4 | 15.5 | 15.5 | 6 | 2015 | 7 | Siemens | SWT-2.3-108 | 16.8 | 3 | 262.4
12341 | MidAmerican Energy Co | 58883 | Highland Wind Project (IA) | IA | O'Brien | HLWF2 | OP | Onshore Wind Turbine | WT | Electric Utility | 1 | 100.8 | 95.4 | 95.4 | 7 | 2015 | 40 | Siemens | SWT-2.3-108 | 16.8 | 3 | 262.4
12341 | MidAmerican Energy Co | 58883 | Highland Wind Project (IA) | IA | O'Brien | HLWF3 | OP | Onshore Wind Turbine | WT | Electric Utility | 1 | 89.1 | 84.3 | 84.3 | 8 | 2015 | 38 | Siemens | SWT-2.3-108 | 16.8 | 3 | 262.4
12341 | MidAmerican Energy Co | 58883 | Highland Wind Project (IA) | IA | O'Brien | HLWF4 | OP | Onshore Wind Turbine | WT | Electric Utility | 1 | 89.2 | 89.2 | 89.2 | 9 | 2015 | 38 | Siemens | SWT-2.3-108 | 16.8 | 3 | 262.4
12341 | MidAmerican Energy Co | 58883 | Highland Wind Project (IA) | IA | O'Brien | HLWF5 | OP | Onshore Wind Turbine | WT | Electric Utility | 1 | 115 | 115 | 115 | 10 | 2015 | 49 | Siemens | SWT-2.3-108 | 16.8 | 3 | 262.4
12341 | MidAmerican Energy Co | 58883 | Highland Wind Project (IA) | IA | O'Brien | HLWF6 | OP | Onshore Wind Turbine | WT | Electric Utility | 1 | 86.8 | 86.8 | 86.8 | 11 | 2015 | 40 | Siemens | SWT-2.3-108 | 16.8 | 3 | 262.4
12341 | MidAmerican Energy Co | 58883 | Highland Wind Project (IA) | IA | O'Brien | HLWF7 | OP | Onshore Wind Turbine | WT | Electric Utility | 1 | 4.7 | 4.7 | 4.7 | 12 | 2015 | 7 | Siemens | SWT-2.3-108 | 16.8 | 3 | 262.4
12341 | MidAmerican Energy Co | 58884 | Lundgren Wind Project | IA | Webster | LGWF | OP | Onshore Wind Turbine | WT | Electric Utility | 1 | 251 | 251 | 251 | 8 | 2014 | 107 | Siemens | SWT-2.3-108 | 16.8 | 3 | 262.4
12341 | MidAmerican Energy Co | 58885 | Macksburg Wind Project | IA | Madison | MBWF | OP | Onshore Wind Turbine | WT | Electric Utility | 1 | 119.6 | 119.6 | 119.6 | 12 | 2014 | 51 | Siemens | SWT-2.3-108 | 16.8 | 3 | 262.4
12341 | MidAmerican Energy Co | 58886 | Wellsburg Wind Project | IA | Grundy | WBWF | OP | Onshore Wind Turbine | WT | Electric Utility | 1 | 140.8 | 140.8 | 140.8 | 12 | 2014 | 60 | Siemens | SWT-2.3-108 | 16.8 | 3 | 262.4
58760 | FPC Services Inc. | 58887 | Com Adam 1WF-1 | IL | Lee | ADAM | OP | Onshore Wind Turbine | WT | IPP Non-CHP | 2 | 2.5 | 2.5 | 2.5 | 10 | 2007 | 1 | Clipper | Liberty C93 | 17 | 3 | 262.4
58760 | FPC Services Inc. | 58887 | Com Adam 1WF-1 | IL | Lee | EVE | OP | Onshore Wind Turbine | WT | IPP Non-CHP | 2 | 2.5 | 2.5 | 2.5 | 10 | 2007 | 1 | Clipper | Liberty C96 | 17 | 3 | 328
57480 | Heritage Garden Wind Farm I LLC | 58891 | Big Turtle Wind Farm, LLC | MI | Huron | BTWF1 | OP | Onshore Wind Turbine | WT | IPP Non-CHP | 2 | 20 | 20 | 20 | 12 | 2014 | 10 | Gamesa | G114-2.0 | 16.7 | 2 | 305
57480 | Heritage Garden Wind Farm I LLC | 58891 | Big Turtle Wind Farm, LLC | MI | Huron | BTWF2 | OP | Onshore Wind Turbine | WT | IPP Non-CHP | 2 | 29.4 | 29.4 | 29.4 | 10 | 2016 | 14 | Gamesa | G114-2.0 | 16.7 | 3 | 305
57170 | EDF Renewable Asset Holdings, Inc. | 58898 | Pilot Hill Wind Farm | IL | Kankakee | K4-1 | OP | Onshore Wind Turbine | WT | IPP Non-CHP | 2 | 175 | 175 | 175 | 8 | 2015 | 103 | GE | 1.7-100 | 19 | 3 | 262.4
58770 | Balko Wind LLC | 58900 | Balko Wind LLC | OK | Beaver | BAL1 | OP | Onshore Wind Turbine | WT | IPP Non-CHP | 2 | 299.7 | 299.7 | 299.7 | 8 | 2015 | 162 | GE | 1.85-87 | 19 | 2 | 262.5
58773 | Kingfisher Wind LLC | 58902 | Kingfisher Wind LLC | OK | Kingfisher | KNG1 | OP | Onshore Wind Turbine | WT | IPP Non-CHP | 2 | 298 | 298 | 298 | 3 | 2016 | 149 | Vestas | V100-2.0 | 19 | 2 | 262.4
58784 | Fourmile Wind Energy, LLC | 58904 | Fourmile Ridge | MD | Garrett | 1 | OP | Onshore Wind Turbine | WT | IPP Non-CHP | 2 | 40 | 40 | 40 | 12 | 2014 | 16 | Nordex | N100/2500 | 17.2 | 2 | 328
58785 | Beebe 1B Renewable Energy, LLC | 58908 | Beebe 1B | MI | Gratiot | 1 | OP | Onshore Wind Turbine | WT | IPP Non-CHP | 2 | 50.4 | 50.4 | 50.4 | 12 | 2014 | 21 | Nordex | N117/2400 | 15.2 | 3 | 299
58795 | Hamilton Wind Energy LLC | 58927 | Story City Wind Project | IA | Story | WT01 | OP | Onshore Wind Turbine | WT | IPP Non-CHP | 2 | 1.5 | 1.5 | 1.5 | 10 | 2010 | 1 | Goldwind | GW 82/1500 | 23 | 3 | 278.9
58797 | Norsemen Wind Energy, LLC | 58932 | Traer Wind Project | IA | Tama | WT01 | OP | Onshore Wind Turbine | WT | IPP Non-CHP | 2 | 1.5 | 1.5 | 1.5 | 10 | 2010 | 1 | Goldwind | GW 82/1500 | 23 | 3 | 278.9
59380 | Enel Green Power NA, Inc. | 58938 | Origin Wind | OK | Murray | WT | OP | Onshore Wind Turbine | WT | IPP Non-CHP | 2 | 150 | 150 | 150 | 11 | 2014 | 75 | Vestas | V100-2.0 | 27 | 2 | 295
57421 | BayWa r.e Wind LLC | 58939 | Anderson Wind I | NM | Chaves | AND1 | OP | Onshore Wind Turbine | WT | IPP Non-CHP | 2 | 5 | 5 | 5 | 12 | 2014 | 3 | Vestas | V82-1.65 | 19 | 2 | 262.4
57421 | BayWa r.e Wind LLC | 58940 | Anderson Wind II | NM | Chaves | AND2 | OP | Onshore Wind Turbine | WT | IPP Non-CHP | 2 | 10 | 10 | 10 | 12 | 2014 | 5 | Vestas | V100-2.0 | 19 | 2 | 262.4
58821 | Camelot Wind LLC | 58958 | Camelot Wind LLC | MA | Plymouth | CMLTW | OP | Onshore Wind Turbine | WT | IPP Non-CHP | 2 | 1.5 | 1.5 | 1.5 | 10 | 2012 | 1 | Goldwind | GW 82/1500 | 16 | 3 | 229.6
12199 | Montana-Dakota Utilities Co | 58965 | Thunder Spirit Wind, LLC | ND | Adams | THNDR | OP | Onshore Wind Turbine | WT | Electric Utility | 1 | 107.5 | 107.5 | 107.5 | 12 | 2015 | 43 | Nordex | N100/2500 | 17.9 | 2 | 263
60025 | Greenbacker Renewable Energy Corporation | 58966 | Fairfield Wind | MT | Teton | T 1-6 | OP | Onshore Wind Turbine | WT | IPP Non-CHP | 2 | 10 | 10 | 10 | 5 | 2014 | 6 | GE | 1.7-100 | 15.6 | 3 | 262.4
58841 | Broken Bow Wind II, LLC | 58981 | Broken Bow Wind II, LLC | NE | Custer | BBII | OP | Onshore Wind Turbine | WT | IPP Non-CHP | 2 | 73.1 | 73.1 | 73.1 | 10 | 2014 | 43 | GE | 1.7-100 | 16.8 | 3 | 262.4
58844 | Dept of Corrections NCCI Wind | 58992 | Dept of Corrections NCCI Wind | MA | Worcester | WND-1 | OP | Onshore Wind Turbine | WT | Commercial Non-CHP | 4 | 1.7 | 1.7 | 1.7 | 11 | 2013 | 1 | Vestas | V82-1.65 | 20.5 | 2 | 262.4
58844 | Dept of Corrections NCCI Wind | 58992 | Dept of Corrections NCCI Wind | MA | Worcester | WND-2 | OP | Onshore Wind Turbine | WT | Commercial Non-CHP | 4 | 1.7 | 1.7 | 1.7 | 11 | 2013 | 1 | Vestas | V82-1.65 | 20.5 | 2 | 262.4
59394 | NextEra Energy Resources Breckinridge | 58994 | Breckinridge Wind Project LLC | OK | Garfield | BWP | OP | Onshore Wind Turbine | WT | IPP Non-CHP | 2 | 98.8 | 98.8 | 98.8 | 8 | 2015 | 57 | GE | 1.7-103 | 14.5 | 3 | 263
58828 | St. Olaf College | 58995 | St. Olaf Wind Turbine | MN | Rice | OLFWT | OP | Onshore Wind Turbine | WT | IPP Non-CHP | 2 | 1.6 | 1.6 | 1.6 | 9 | 2006 | 1 | Vestas | V82-1.65 | 14.5 | 3 | 270
59380 | Enel Green Power NA, Inc. | 58998 | Goodwell Wind Project LLC | OK | Texas | GWWP | OP | Onshore Wind Turbine | WT | IPP Non-CHP | 2 | 200 | 200 | 200 | 12 | 2015 | 100 | Vestas | V100-2.0 | 27 | 2 | 328
59380 | Enel Green Power NA, Inc. | 58999 | Little Elk Wind Project LLC | OK | Washita | LEWP | OP | Onshore Wind Turbine | WT | IPP Non-CHP | 2 | 74 | 74 | 74 | 12 | 2015 | 34 | Vestas | V110-2.0 | 27 | 3 | 361
56990 | NJR Clean Energy Ventures Corporation | 59003 | Two Dot Wind Farm | MT | Wheatland | 1 | OP | Onshore Wind Turbine | WT | IPP Non-CHP | 2 | 9.7 | 9.7 | 9.7 | 6 | 2014 | 6 | GE | 1.62-82.5 | 19.2 | 2 | 260
60475 | Mariah Holdings II LLC c/o CAMS | 59005 | Mariah del Norte | TX | Parmer | MAR1 | OP | Onshore Wind Turbine | WT | IPP Non-CHP | 2 | 230.4 | 230.4 | 230.4 | 11 | 2016 | 96 | GE | 2.4-107 | 17.5 | 2 | 262.4
58865 | Hoopeston Wind LLC | 59021 | Hoopeston Wind LLC | IL | Vermilion | HOO1 | OP | Onshore Wind Turbine | WT | IPP Non-CHP | 2 | 98 | 98 | 98 | 3 | 2015 | 49 | Vestas | V100-2.0 | 17 | 2 | 311
58867 | Kingston Wind Independence | 59022 | Kingston Wind Independence | MA | Plymouth | 1 | OP | Onshore Wind Turbine | WT | IPP Non-CHP | 2 | 2 | 2 | 2 | 5 | 2012 | 1 | Hyundai | HQ2000/86 | 25 | 2 | 262.4
58866 | Ipswich Wind Independence | 59023 | Ipswich Wind Independence | MA | Essex | GEN 1 | OP | Onshore Wind Turbine | WT | IPP Non-CHP | 2 | 2 | 2 | 2 | 12 | 2012 | 1 | Hyundai | HQ2000/86 | 25 | 2 | 262.4
58869 | Case Western Reserve University | 59024 | Euclid Farm, Stamco N-54 | OH | Cuyahoga | N-54 | OP | Onshore Wind Turbine | WT | IPP Non-CHP | 2 | 1 | 1 | 1 | 10 | 2012 | 1 | Nordex | N54/1000 | 19 | 2 | 229
58872 | Shannon Wind LLC | 59034 | Shannon Wind | TX | Clay | SHAN1 | OP | Onshore Wind Turbine | WT | IPP Non-CHP | 2 | 204 | 204 | 204 | 12 | 2015 | 119 | GE | 1.7-103 | 16.8 | 3 | 262.5
58887 | Michelangelo Wind 3 LLC | 59053 | Michelangelo Wind 3 LLC | IA | Story | WT1 | OP | Onshore Wind Turbine | WT | IPP Non-CHP | 2 | 3 | 3 | 3 | 2 | 2017 | 1 | Acciona | AW125/3000 | 22.8 | 2 | 287
56215 | E ON Climate Renewables N America LLC | 59061 | Radfords Run Wind Farm | IL | Dewitt | WT1 | OP | Onshore Wind Turbine | WT | IPP Non-CHP | 2 | 278 | 278 | 278 | 12 | 2017 | 139 | Vestas | V110-2.0 | 14.5 | 4 | 95
59380 | Enel Green Power NA, Inc. | 59065 | Drift Sand Wind Project LLC | OK | Grady | WT1 | OP | Onshore Wind Turbine | WT | IPP Non-CHP | 2 | 108 | 108 | 108 | 12 | 2016 | 54 | Vestas | V110-2.0 | 12 | 3 | 262
56215 | E ON Climate Renewables N America LLC | 59066 | Bruennings Breeze Wind Farm | TX | Willacy | MVII | OP | Onshore Wind Turbine | WT | IPP Non-CHP | 2 | 228 | 228 | 228 | 12 | 2017 | 76 | Acciona | AW100/3000 | 17.1 | 4 | 287
56215 | E ON Climate Renewables N America LLC | 59068 | Colbec's Corner, LLC | TX | Carson | GVII | OP | Onshore Wind Turbine | WT | IPP Non-CHP | 2 | 200 | 200 | 200 | 5 | 2016 | 112 | GE | 1.79-100 | 19 | 2 | 262
58891 | Jericho Power LLC | 59070 | Jericho Power | NH | Coos | WT 1 | OP | Onshore Wind Turbine | WT | IPP Non-CHP | 2 | 14.3 | 12.1 | 12.1 | 1 | 2016 | 5 | GE | 2.85-103 | 13.8 | 2 | 279
56990 | NJR Clean Energy Ventures Corporation | 59071 | Carroll Area Wind Farm | IA | Carroll | WT 1 | OP | Onshore Wind Turbine | WT | IPP Non-CHP | 2 | 20.7 | 20.7 | 20.7 | 1 | 2015 | 9 | Siemens | SWT-2.3-108 | 19.2 | 2 | 262.4
57421 | BayWa r.e Wind LLC | 59076 | Chopin Wind LLC | OR | Umatilla | WT1 | OP | Onshore Wind Turbine | WT | IPP Non-CHP | 2 | 10 | 10 | 10 | 10 | 2016 | 6 | GE | 1.7-103 | 15 | 3 | 262.4
57503 | Limon | 59083 | Limon III Wind LLC | CO | Lincoln | WT1 | OP | Onshore Wind Turbine | WT | IPP Non-CHP | 2 | 200.6 | 200.6 | 200.6 | 8 | 2014 | 118 | GE | 1.7-100 | 17 | 3 | 262.4
59359 | BHE Renewables, LLC | 59084 | Marshall Wind Farm | KS | Marshall | RPMA | OP | Onshore Wind Turbine | WT | IPP Non-CHP | 2 | 73.8 | 72 | 72 | 5 | 2016 | 36 | Vestas | V110-2.0 | 15.6 | 3 | 312
58939 | Cameron Wind 1 LLC | 59118 | Cameron Wind 1 LLC | TX | Cameron | CAM1 | OP | Onshore Wind Turbine | WT | IPP Non-CHP | 2 | 165 | 165 | 165 | 12 | 2015 | 55 | Acciona | AW125/3000 | 19 | 2 | 287
58962 | Fair Wind Power Partners, LLC | 59147 | Fair Wind | MD | Garrett | 1 | OP | Onshore Wind Turbine | WT | IPP Non-CHP | 2 | 30 | 30 | 30 | 11 | 2015 | 12 | Nordex | N100/2500 | 18.4 | 2 | 328.1
13809 | NorthWestern Energy - (SD) | 59187 | Beethoven Wind | SD | Bon Homme | B&H80 | OP | Onshore Wind Turbine | WT | Electric Utility | 1 | 80 | 80 | 80 | 5 | 2015 | 43 | GE | 1.85-87 | 20.1 | 1 | 262.4
58998 | Chapman Ranch Wind LLC | 59193 | Chapman Ranch Wind I | TX | Nueces | CHA1 | OP | Onshore Wind Turbine | WT | IPP Non-CHP | 2 | 236 | 249 | 249 | 10 | 2017 | 81 | Acciona | AW125/3000 | 15.4 | 3 | 287
13781 | Northern States Power Co - Minnesota | 59200 | Border Winds Wind Farm | ND | Rolette | 1 | OP | Onshore Wind Turbine | WT | Electric Utility | 1 | 150 | 148 | 148 | 8 | 2015 | 75 | Vestas | V100-2.0 | 18 | 2 | 312
13781 | Northern States Power Co - Minnesota | 59201 | Pleasant Valley Wind Farm | MN | Mower | 1 | OP | Onshore Wind Turbine | WT | Electric Utility | 1 | 200 | 200 | 200 | 8 | 2015 | 100 | Vestas | V100-2.0 | 18 | 2 | 312
17650 | Southern Power Co | 59222 | Passadumkeag Windpark LLC | ME | Penobscot | Q357 | OP | Onshore Wind Turbine | WT | IPP Non-CHP | 2 | 39.9 | 39.9 | 39.9 | 7 | 2016 | 13 | Vestas | V112-3.3 | 19.4 | 2 | 275.6
59017 | Optimum Wind 5 LLC | 59223 | Optimum Wind 5 LLC | IA | Story | WT1 | OP | Onshore Wind Turbine | WT | IPP Non-CHP | 2 | 3 | 3 | 3 | 3 | 2017 | 1 | Acciona | AW125/3000 | 22.8 | 2 | 287
59018 | Optimum Wind 6 LLC | 59224 | Optimum Wind 6 LLC | IA | Story | WT1 | OP | Onshore Wind Turbine | WT | IPP Non-CHP | 2 | 3 | 3 | 3 | 3 | 2017 | 1 | Acciona | AW125/3000 | 22.8 | 2 | 287
59019 | Optimum Wind 7 LLC | 59225 | Optimum Wind 7 LLC | IA | Story | WT1 | OP | Onshore Wind Turbine | WT | IPP Non-CHP | 2 | 3 | 3 | 3 | 3 | 2017 | 1 | Acciona | AW125/3000 | 22.8 | 2 | 287
59024 | Optimum Wind 4 LLC | 59226 | Optimum Wind 4 LLC | IA | Story | WT1 | OP | Onshore Wind Turbine | WT | IPP Non-CHP | 2 | 3 | 3 | 3 | 3 | 2017 | 1 | Acciona | AW125/3000 | 16.8 | 2 | 287
59025 | Optimum Wind 3 LLC | 59227 | Optimum Wind 3 LLC | IA | Story | WT1 | OP | Onshore Wind Turbine | WT | IPP Non-CHP | 2 | 3 | 3 | 3 | 3 | 2017 | 1 | Acciona | AW125/3000 | 16.8 | 2 | 287
59022 | Leonardo Wind 1 LLC | 59228 | Leonardo Wind 1 LLC | IA | Hardin | WT1 | OP | Onshore Wind Turbine | WT | IPP Non-CHP | 2 | 3 | 3 | 3 | 12 | 2016 | 1 | Acciona | AW125/3000 | 16.7 | 3 | 287
59021 | Venus Wind 3 LLC | 59230 | Venus Wind 3 LLC | IA | Poweshiek | WT1 | OP | Onshore Wind Turbine | WT | IPP Non-CHP | 2 | 3 | 3 | 3 | 3 | 2017 | 1 | Acciona | AW125/3000 | 22.8 | 2 | 287
59026 | Michelangelo Wind 1 LLC | 59231 | Michelangelo Wind 1 LLC | IA | Story | WT1 | OP | Onshore Wind Turbine | WT | IPP Non-CHP | 2 | 3 | 3 | 3 | 3 | 2017 | 1 | Acciona | AW125/3000 | 22.8 | 2 | 287
59027 | Michelangelo Wind 4 LLC | 59232 | Michelangelo Wind 4 LLC | IA | Boone | WT1 | OP | Onshore Wind Turbine | WT | IPP Non-CHP | 2 | 3 | 3 | 3 | 12 | 2016 | 1 | Acciona | AW125/3000 | 16.7 | 3 | 287
59039 | Arbuckle Mountain Wind Farm LLC | 59234 | Arbuckle Mountain Wind Farm LLC | OK | Murray | GEN1 | OP | Onshore Wind Turbine | WT | IPP Non-CHP | 2 | 100 | 100 | 100 | 11 | 2015 | 50 | Vestas | V110-2.0 | 19 | 2 | 276
59040 | Rising Tree Wind Farm II LLC | 59235 | Rising Tree Wind Farm II | CA | Kern | GEN1 | OP | Onshore Wind Turbine | WT | IPP Non-CHP | 2 | 19.8 | 19.8 | 19.8 | 1 | 2015 | 6 | Vestas | V112-3.3 | 19 | 2 | 276
59042 | Rising Tree Wind Farm III LLC | 59236 | Rising Tree Wind Farm III | CA | Kern | GEN1 | OP | Onshore Wind Turbine | WT | IPP Non-CHP | 2 | 99 | 99 | 99 | 6 | 2015 | 30 | Vestas | V112-3.0 | 19 | 2 | 276
57170 | EDF Renewable Asset Holdings, Inc. | 59238 | Windthorst-2 | TX | Archer | WND2 | OP | Onshore Wind Turbine | WT | IPP Non-CHP | 2 | 67.6 | 67.6 | 67.6 | 9 | 2014 | 28 | Siemens | SWT-2.3-108 | 17.5 | 2 | 262.4
60042 | Fluvanna Wind Energy LLC | 59245 | Fluvanna | TX | Scurry | FLUV1 | OP | Onshore Wind Turbine | WT | IPP Non-CHP | 2 | 155.4 | 155.4 | 155.4 | 11 | 2017 | 74 | Gamesa | G114-2.0 | 18 | 3 | 262
60768 | Mammoth Plains Wind Project | 59284 | Mammoth Plains | OK | Dewey | GE1.7 | OP | Onshore Wind Turbine | WT | IPP Non-CHP | 2 | 199 | 199 | 199 | 12 | 2014 | 117 | GE | 1.7-100 | 18 | 3 | 265
59097 | WED NK Green LLC | 59295 | WED NK Green | RI | Washington | NKG1 | OP | Onshore Wind Turbine | WT | IPP Non-CHP | 2 | 1.5 | 1.5 | 1.5 | 3 | 2012 | 1 | Goldwind | GW 82/1500 | 10.3 | 3 | 278.8
59105 | WED Coventry One, LLC | 59301 | WED Coventry 1 | RI | Kent | WEDC1 | OP | Onshore Wind Turbine | WT | IPP Non-CHP | 2 | 1.5 | 1.5 | 1.5 | 10 | 2016 | 1 | VENSYS | VENSYS82 | 12 | 3 | 278.8
59106 | WED Coventry Two, LLC | 59302 | WED Coventry 2 | RI | Kent | COV2 | OP | Onshore Wind Turbine | WT | IPP Non-CHP | 2 | 1.5 | 1.5 | 1.5 | 8 | 2016 | 1 | VENSYS | VENSYS82 | 12.5 | 3 | 278.8
59106 | WED Coventry Two, LLC | 59302 | WED Coventry 2 | RI | Kent | COV2A | OP | Onshore Wind Turbine | WT | IPP Non-CHP | 2 | 1.5 | 1.5 | 1.5 | 8 | 2016 | 1 | VENSYS | VENSYS82 | 12.6 | 3 | 278.8
59106 | WED Coventry Two, LLC | 59302 | WED Coventry 2 | RI | Kent | COV2B | OP | Onshore Wind Turbine | WT | IPP Non-CHP | 2 | 1.5 | 1.5 | 1.5 | 8 | 2016 | 1 | VENSYS | VENSYS82 | 12.8 | 3 | 278.8
59107 | WED Coventry Three, LLC | 59305 | WED Coventry 3 | RI | Kent | WEDC3 | OP | Onshore Wind Turbine | WT | IPP Non-CHP | 2 | 1.5 | 1.5 | 1.5 | 8 | 2016 | 1 | VENSYS | VENSYS82 | 12.6 | 3 | 278.8
59108 | WED Coventry Four, LLC | 59306 | WED Coventry 4 | RI | Kent | WEDC4 | OP | Onshore Wind Turbine | WT | IPP Non-CHP | 2 | 1.5 | 1.5 | 1.5 | 8 | 2016 | 1 | VENSYS | VENSYS82 | 11.8 | 3 | 278.8
59115 | NextEra Energy Seiling Wind | 59311 | Seiling Wind I | OK | Dewey | SEIL1 | OP | Onshore Wind Turbine | WT | IPP Non-CHP | 2 | 199 | 199 | 199 | 12 | 2014 | 117 | GE | 1.7-100 | 16.8 | 3 | 262.5
59115 | NextEra Energy Seiling Wind | 59312 | Seiling Wind II | OK | Dewey | SEIL2 | OP | Onshore Wind Turbine | WT | IPP Non-CHP | 2 | 98.6 | 98.6 | 98.6 | 12 | 2014 | 58 | GE | 1.7-100 | 16.8 | 3 | 262.5
59116 | WED Coventry Five, LLC | 59313 | WED Coventry 5 | RI | Kent | COV5 | OP | Onshore Wind Turbine | WT | IPP Non-CHP | 2 | 1.5 | 1.5 | 1.5 | 3 | 2017 | 1 | VENSYS | VENSYS82 | 13.1 | 3 | 278.8
59117 | WED Coventry Six, LLC | 59314 | WED Coventry 6 | RI | Kent | COV6 | OP | Onshore Wind Turbine | WT | IPP Non-CHP | 2 | 1.5 | 1.5 | 1.5 | 8 | 2016 | 1 | VENSYS | VENSYS82 | 12.4 | 3 | 278.8
59117 | WED Coventry Six, LLC | 59314 | WED Coventry 6 | RI | Kent | COV6A | OP | Onshore Wind Turbine | WT | IPP Non-CHP | 2 | 1.5 | 1.5 | 1.5 | 8 | 2016 | 1 | VENSYS | VENSYS82 | 11.8 | 3 | 278.8
59117 | WED Coventry Six, LLC | 59314 | WED Coventry 6 | RI | Kent | COV6B | OP | Onshore Wind Turbine | WT | IPP Non-CHP | 2 | 1.5 | 1.5 | 1.5 | 8 | 2016 | 1 | VENSYS | VENSYS82 | 12.3 | 3 | 278.8
59119 | Los Vientos Windpower III, LLC | 59320 | Los Vientos Windpower III | TX | Starr | GEN1 | OP | Onshore Wind Turbine | WT | IPP Non-CHP | 2 | 200 | 200 | 200 | 4 | 2015 | 100 | Vestas | V110-2.0 | 17.8 | 3 | 272
59120 | Los Vientos Windpower IV, LLC | 59321 | Los Vientos Windpower IV | TX | Starr | GEN1 | OP | Onshore Wind Turbine | WT | IPP Non-CHP | 2 | 200 | 200 | 200 | 7 | 2016 | 100 | Vestas | V110-2.0 | 16.7 | 3 | 272
59129 | Foundation CA Fund VII Manager, LLC | 59328 | Golden Acorn Casino | CA | San Diego | GAC1 | OP | Onshore Wind Turbine | WT | Commercial Non-CHP | 4 | 1 | 1 | 1 | 7 | 2014 | 1 | GE | 1.85-82.5 | 16.1 | 3 | 262
59129 | Foundation CA Fund VII Manager, LLC | 59329 | City of Soledad Water Reclamation | CA | Monterey | SOL1 | OP | Onshore Wind Turbine | WT | IPP Non-CHP | 2 | 1 | 1 | 1 | 11 | 2014 | 1 | GE | 1.85-82.5 | 14.3 | 3 | 262
59129 | Foundation CA Fund VII Manager, LLC | 59330 | Taylor Farms | CA | Monterey | TAY1 | OP | Onshore Wind Turbine | WT | IPP Non-CHP | 2 | 1 | 1 | 1 | 11 | 2014 | 1 | GE | 1.85-82.5 | 13.2 | 3 | 262
59129 | Foundation CA Fund VII Manager, LLC | 59331 | Anheuser-Busch #2 | CA | Solano | ANB2 | OP | Onshore Wind Turbine | WT | Industrial Non-CHP | 6 | 1.6 | 1.6 | 1.6 | 11 | 2014 | 1 | GE | 1.85-82.5 | 13.4 | 3 | 262
59900 | Mesquite Creek Wind, LLC | 59332 | Mesquite Creek Wind | TX | Dawson | MSCRK | OP | Onshore Wind Turbine | WT | IPP Non-CHP | 2 | 211.2 | 211.2 | 211.2 | 4 | 2015 | 118 | GE | 1.7-100 | 18 | 3 | 262.5
59155 | First Wind O&M, LLC | 59384 | South Plains Wind Phase I | TX | Floyd | 1 | OP | Onshore Wind Turbine | WT | IPP Non-CHP | 2 | 200 | 200 | 200 | 11 | 2015 | 100 | Vestas | V100-2.0 | 19 | 2 | 262.4
59188 | Pleasant Hill Wind Energy LLC | 59417 | Pleasant Hill Wind Energy Project | TX | Crosby | WT1 | OP | Onshore Wind Turbine | WT | IPP Non-CHP | 2 | 20 | 20 | 20 | 10 | 2015 | 11 | SANY | SE11020 | 18.5 | 2 | 255.9
56769 | Consolidated Edison Development Inc. | 59435 | Oak Tree Energy | SD | Clark | OTE14 | OP | Onshore Wind Turbine | WT | IPP Non-CHP | 2 | 19.5 | 19.5 | 19.5 | 12 | 2014 | 11 | GE | 1.85-87 | 19 | 2 | 262.4
56545 | Pattern Operators LP | 59442 | Logans Gap Wind LLC | TX | Comanche | 1 | OP | Onshore Wind Turbine | WT | IPP Non-CHP | 2 | 200.1 | 200.1 | 200.1 | 8 | 2015 | 87 | Siemens | SWT-2.3-108 | 19 | 2 | 262.4
59216 | S.C. Johnson & Son, Inc. | 59448 | Waxdale | WI | Racine | WEC01 | OP | Onshore Wind Turbine | WT | Industrial CHP | 7 | 1.5 | 1.5 | 1.5 | 12 | 2012 | 1 | VENSYS | VENSYS82 | 14.5 | 3 | 279
59216 | S.C. Johnson & Son, Inc. | 59448 | Waxdale | WI | Racine | WEC02 | OP | Onshore Wind Turbine | WT | Industrial CHP | 7 | 1.5 | 1.5 | 1.5 | 12 | 2012 | 1 | VENSYS | VENSYS82 | 14.5 | 3 | 279
17650 | Southern Power Co | 59460 | Kay Wind, LLC | OK | Kay | KNG1 | OP | Onshore Wind Turbine | WT | IPP Non-CHP | 2 | 299 | 299 | 299 | 12 | 2015 | 130 | Siemens | SWT-2.3-108 | 19 | 2 | 262.4
59238 | Palo Duro Wind | 59475 | Palo Duro Wind | TX | Ochiltree | GE1.7 | OP | Onshore Wind Turbine | WT | IPP Non-CHP | 2 | 249.9 | 249.9 | 249.9 | 12 | 2014 | 147 | GE | 1.79-100 | 16.5 | 2 | 262.5
59860 | Jett Creek | 59490 | Jett Creek Windfarm (Burnt River) | OR | Baker | JCW | OP | Onshore Wind Turbine | WT | IPP Non-CHP | 2 | 10 | 10 | 10 | 3 | 2017 | 5 | GE | 2.0-116 | 14 | 3 | 262
59861 | Benson Creek | 59491 | Benson Creek Windfarm (Burnt River) | OR | Baker | BCW | OP | Onshore Wind Turbine | WT | IPP Non-CHP | 2 | 10 | 10 | 10 | 3 | 2017 | 5 | GE | 2.0-116 | 14.7 | 3 | 262
59862 | Durbin Creek | 59492 | Durbin Creek Windfarm (Burnt River) | OR | Baker | DCW | OP | Onshore Wind Turbine | WT | IPP Non-CHP | 2 | 10 | 10 | 10 | 3 | 2017 | 5 | GE | 2.0-116 | 12 | 3 | 262
59863 | Prospector | 59493 | Prospector Windfarm (Burnt River) | OR | Baker | PW | OP | Onshore Wind Turbine | WT | IPP Non-CHP | 2 | 10 | 10 | 10 | 3 | 2017 | 5 | GE | 2.0-116 | 14 | 3 | 262
59864 | Willow Spring | 59494 | Willow Spring Windfarm (Burnt River) | OR | Baker | WSW | OP | Onshore Wind Turbine | WT | IPP Non-CHP | 2 | 10 | 10 | 10 | 3 | 2017 | 5 | GE | 2.0-116 | 15 | 3 | 262
56545 | Pattern Operators LP | 59547 | Fowler Ridge IV Wind Farm LLC | IN | Benton | 1 | OP | Onshore Wind Turbine | WT | IPP Non-CHP | 2 | 150 | 150 | 150 | 1 | 2016 | 65 | Siemens | SWT-2.3-108 | 13 | 2 | 262
59871 | TX Jumbo Road Wind, LLC | 59621 | TX Jumbo Road Wind | TX | Deaf Smith | JRWND | OP | Onshore Wind Turbine | WT | IPP Non-CHP | 2 | 299.7 | 299.7 | 299.7 | 4 | 2015 | 162 | GE | 1.85-87 | 20 | 2 | 262.4
57365 | Consolidated Edison Solutions Inc | 59622 | Future Generation Wind | MA | Plymouth | FGMA | OP | Onshore Wind Turbine | WT | IPP Non-CHP | 2 | 8 | 7.9 | 7.9 | 8 | 2016 | 4 | Gamesa | G97-2.0 | 15 | 3 | 295
59362 | Jericho Rise Wind Farm LLC | 59629 | Jericho Rise Wind Farm LLC | NY | Franklin | GEN1 | OP | Onshore Wind Turbine | WT | IPP Non-CHP | 2 | 77.7 | 77.7 | 77.7 | 12 | 2016 | 47 | Gamesa | G114-2.0 | 16.7 | 2 | 305
12341 | MidAmerican Energy Co | 59637 | Adams Wind | IA | Adams | ADWF | OP | Onshore Wind Turbine | WT | Electric Utility | 1 | 4.7 | 4.7 | 4.7 | 10 | 2015 | 2 | Siemens | SWT-2.3-108 | 16.8 | 3 | 262.4
12341 | MidAmerican Energy Co | 59637 | Adams Wind | IA | Adams | ADWF2 | OP | Onshore Wind Turbine | WT | Electric Utility | 1 | 43.3 | 43.3 | 43.3 | 11 | 2015 | 18 | Siemens | SWT-2.3-108 | 16.8 | 3 | 262.4
12341 | MidAmerican Energy Co | 59637 | Adams Wind | IA | Adams | ADWF3 | OP | Onshore Wind Turbine | WT | Electric Utility | 1 | 58 | 58 | 58 | 12 | 2015 | 20 | Siemens | SWT-2.3-108 | 16.8 | 3 | 262.4
12341 | MidAmerican Energy Co | 59637 | Adams Wind | IA | Adams | ADWF4 | OP | Onshore Wind Turbine | WT | Electric Utility | 1 | 48.3 | 48.3 | 48.3 | 1 | 2016 | 20 | Siemens | SWT-2.3-108 | 16.8 | 3 | 263
59395 | Philips Lightolier | 59639 | Lightolier Wind I Turbine | MA | Bristol | LIGHT | OP | Onshore Wind Turbine | WT | Industrial Non-CHP | 6 | 2 | 2 | 2 | 2 | 2012 | 1 | SANY | SE9320III-3 | 14 | 3 | 262
59428 | Sendero Wind Energy, LLC | 59654 | Sendero | TX | Jim Hogg | 1 | OP | Onshore Wind Turbine | WT | IPP Non-CHP | 2 | 78 | 78 | 78 | 12 | 2015 | 39 | GE | 2.0-116 | 16.3 | 3 | 262.5
56769 | Consolidated Edison Development Inc. | 59655 | Campbell County Wind Farm | SD | Campbell | CCWF1 | OP | Onshore Wind Turbine | WT | IPP Non-CHP | 2 | 97.8 | 97.8 | 97.8 | 12 | 2015 | 55 | GE | 1.7-103 | 18.5 | 3 | 262.4
59380 | Enel Green Power NA, Inc. | 59684 | Lindahl Wind Project, LLC | ND | Williams | LWP01 | OP | Onshore Wind Turbine | WT | IPP Non-CHP | 2 | 150 | 150 | 150 | 3 | 2017 | 75 | Vestas | V100-2.0 | 15 | 2 | 328
59463 | Narragansett Bay Commission | 59692 | NBC Field's Point Wind Farm | RI | Providence | FPWTG | OP | Onshore Wind Turbine | WT | Commercial Non-CHP | 4 | 4.5 | 4.5 | 4.5 | 10 | 2012 | 3 | Goldwind | GW/82 1500 | 23.4 | 3 | 230
55918 | Acciona Wind Energy USA LLC | 59712 | San Roman Wind I, LLC | TX | Cameron | SRWI | OP | Onshore Wind Turbine | WT | IPP Non-CHP | 2 | 95.3 | 95.3 | 95.3 | 2 | 2017 | 31 | Acciona | AW125/3000 | 16.8 | 2 | 287
59493 | Scituate Wind LLC | 59724 | Scituate Wind | MA | Plymouth | SCIWT | OP | Onshore Wind Turbine | WT | IPP Non-CHP | 2 | 1.5 | 1.5 | 1.5 | 3 | 2012 | 1 | Sinovel | SL1500/82 | 15.7 | 2 | 262
59494 | Fairhaven Wind LLC | 59725 | Fairhaven Wind | MA | Bristol | FHWTG | OP | Onshore Wind Turbine | WT | IPP Non-CHP | 2 | 3 | 3 | 3 | 4 | 2012 | 2 | Sinovel | SL1500/82 | 14.9 | 2 | 262
59501 | Green Pastures Wind I, LLC | 59732 | Green Pastures Wind I | TX | Baylor | GPI | OP | Onshore Wind Turbine | WT | IPP Non-CHP | 2 | 150 | 150 | 150 | 4 | 2015 | 50 | Acciona | AW116/3000 | 12 | 2 | 302
59502 | Green Pastures Wind II, LLC | 59733 | Green Pastures Wind II | TX | Knox | GPII | OP | Onshore Wind Turbine | WT | IPP Non-CHP | 2 | 150 | 150 | 150 | 10 | 2015 | 50 | Acciona | AW116/3000 | 12 | 2 | 302
59503 | Capital Dynamics | 59734 | Briscoe Wind Farm | TX | Briscoe | BFW | OP | Onshore Wind Turbine | WT | IPP Non-CHP | 2 | 150 | 150 | 150 | 10 | 2015 | 81 | GE | 1.85-87 | 19.8 | 2 | 263
59504 | Kirkwood Community College | 59735 | Kirkwood Wind Turbine | IA | Linn | KCC01 | OP | Onshore Wind Turbine | WT | IPP Non-CHP | 2 | 2.5 | 0.7 | 2.3 | 2 | 2012 | 4 | Clipper | Liberty C96 | 13.4 | 2 | 262.4
59506 | Valentine Wind, LLC | 59736 | Valentine Wind, LLC | NE | Cherry | 7772 | OP | Onshore Wind Turbine | WT | IPP Non-CHP | 2 | 1.9 | 1.9 | 1.9 | 9 | 2014 | 1 | GE | 1.85-87 | 19 | 2 | 262.5
59543 | Heartland Community College | 59776 | Heartland Community College | IL | McLean | T01 | OP | Onshore Wind Turbine | WT | Commercial Non-CHP | 4 | 1.7 | 1.7 | 1.7 | 6 | 2012 | 1 | Vestas | V82-1.65 | 14.5 | 3 | 262
59568 | United Water, Inc. | 59797 | Bayonne MUA- Leitner-Poma Wind Turbine | NJ | Hudson | WT1 | OP | Onshore Wind Turbine | WT | IPP Non-CHP | 2 | 1.5 | 0.1 | 0.3 | 7 | 2012 | 1 | Leitwind | LTW77 1.500 | 15 | 2 | 262
59598 | Tooele Army Depot | 59817 | Tooele Army Depot | UT | Tooele | GEN03 | OP | Onshore Wind Turbine | WT | IPP Non-CHP | 2 | 1.7 | 1.7 | 1.7 | 7 | 2016 | 1 | GE | 1.7-103 | 19.3 | 3 | 328
57170 | EDF Renewable Asset Holdings, Inc. | 59837 | Slate Creek Wind Project LLC | KS | Sumner | GEN1 | OP | Onshore Wind Turbine | WT | IPP Non-CHP | 2 | 150 | 150 | 150 | 12 | 2015 | 75 | Vestas | V100-2.0 | 19 | 2 | 262.4
57170 | EDF Renewable Asset Holdings, Inc. | 59838 | Milo Wind Project LLC | NM | Roosevelt | GEN1 | OP | Onshore Wind Turbine | WT | IPP Non-CHP | 2 | 50 | 50 | 50 | 1 | 2016 | 25 | Vestas | V100-2.0 | 20.4 | 2 | 300
59365 | Capital Power Corporation | 59888 | CP Bloom Wind LLC | KS | Ford | GEN | OP | Onshore Wind Turbine | WT | IPP Non-CHP | 2 | 178.2 | 178.2 | 178.2 | 6 | 2017 | 54 | Vestas | V117-3.3 | 21.3 | 2 | 91.5
59139 | SunEdison LLC | 59943 | Rattlesnake Den | TX | Glasscock | 1 | OP | Onshore Wind Turbine | WT | IPP Non-CHP | 2 | 207.2 | 207.2 | 207.2 | 7 | 2015 | 118 | GE | 1.7-100 | 19 | 3 | 262.4
58661 | Sustainable Power Group, LLC | 59965 | Latigo Wind Park | UT | San Juan | LTIGO | OP | Onshore Wind Turbine | WT | IPP Non-CHP | 2 | 62.1 | 62.1 | 62.1 | 3 | 2016 | 27 | GE | 2.0-116 | 13 | 3 | 262
15399 | Avangrid Renewables LLC | 59968 | Desert Wind Farm, LLC | NC | Perquimans | 1 | OP | Onshore Wind Turbine | WT | IPP Non-CHP | 2 | 208 | 208 | 208 | 12 | 2016 | 104 | Gamesa | G114-2.0 | 15 | 2 | 279
59729 | Golden West Power Partners, LLC | 59974 | Golden West Power Partners LLC | CO | El Paso | GW1 | OP | Onshore Wind Turbine | WT | IPP Non-CHP | 2 | 250 | 250 | 250 | 10 | 2015 | 140 | GE | 1.7-103 | 14 | 3 | 262.4
59730 | Carousel Wind Farm, LLC | 59975 | Carousel Wind Farm LLC | CO | Kit Carson | CW1 | OP | Onshore Wind Turbine | WT | IPP Non-CHP | 2 | 150 | 150 | 150 | 11 | 2015 | 88 | GE | 1.79-100 | 14 | 3 | 262.4
17650 | Southern Power Co | 60013 | Grant Wind, LLC | OK | Grant | GRANT | OP | Onshore Wind Turbine | WT | IPP Non-CHP | 2 | 151.8 | 151.8 | 151.8 | 4 | 2016 | 66 | Siemens | SWT-2.3-108 | 19 | 2 | 262.4
59760 | Findlay Wind Farm | 60015 | Findlay Wind Farm | OH | Hancock | WNDW1 | OP | Onshore Wind Turbine | WT | Industrial Non-CHP | 6 | 3 | 3 | 3 | 12 | 2015 | 2 | Goldwind | GW 87/1500 | 13.1 | 3 | 268
59780 | Golden Hills Wind, LLC | 60049 | Golden Hills Wind | CA | Alameda | GE | OP | Onshore Wind Turbine | WT | IPP Non-CHP | 2 | 85.9 | 85.9 | 85.9 | 12 | 2015 | 48 | GE | 1.79-100 | 17.9 | 2 | 262.4
59792 | Los Vientos Windpower V, LLC | 60059 | Los Vientos V Wind Power | TX | Starr | 1 | OP | Onshore Wind Turbine | WT | IPP Non-CHP | 2 | 110 | 110 | 110 | 12 | 2015 | 55 | Vestas | V110-2.0 | 15 | 3 | 272
59817 | Cedar Bluff Wind, LLC | 60069 | Cedar Bluff Wind, LLC | KS | Ness | CBLF1 | OP | Onshore Wind Turbine | WT | IPP Non-CHP | 2 | 198.6 | 198.6 | 198.6 | 12 | 2015 | 111 | GE | 1.79-100 | 19 | 1 | 262
60453 | Novatus Energy | 60087 | South Plains II | TX | Floyd | SPII | OP | Onshore Wind Turbine | WT | IPP Non-CHP | 2 | 300 | 300 | 300 | 6 | 2016 | 91 | Vestas | V117-3.3 | 22.4 | 1 | 262
59839 | Sunflower Wind Project | 60088 | Sunflower Wind Project | ND | Morton | SNFLR | OP | Onshore Wind Turbine | WT | IPP Non-CHP | 2 | 104 | 104 | 104 | 12 | 2016 | 52 | Vestas | V100-2.0 | 19 | 2 | 262
59882 | Javelina Wind Energy, LLC | 60104 | Javelina Wind Energy, LLC | TX | Webb | GEWTG | OP | Onshore Wind Turbine | WT | IPP Non-CHP | 2 | 249.7 | 249.7 | 249.7 | 12 | 2015 | 126 | GE | 2.0-116 | 20 | 3 | 282
59899 | OEE XVII, LLC | 60126 | Harpster Wind | OH | Wyandot | H1 | OP | Onshore Wind Turbine | WT | Commercial Non-CHP | 4 | 1.5 | 1.5 | 1.5 | 1 | 2016 | 1 | Goldwind | GW 87/1500 | 14 | 3 | 283
59905 | OEE XIX, LLC | 60128 | Zephyr Wind | OH | Hancock | Z1 | OP | Onshore Wind Turbine | WT | Industrial Non-CHP | 6 | 1.5 | 1.5 | 1.5 | 12 | 2015 | 1 | Goldwind | GW 87/1500 | 13 | 3 | 262
59905 | OEE XIX, LLC | 60128 | Zephyr Wind | OH | Hancock | Z2 | OP | Onshore Wind Turbine | WT | Industrial Non-CHP | 6 | 1.5 | 1.5 | 1.5 | 12 | 2015 | 1 | Goldwind | GW 87/1500 | 13 | 3 | 262
59905 | OEE XIX, LLC | 60128 | Zephyr Wind | OH | Hancock | Z3 | OP | Onshore Wind Turbine | WT | Industrial Non-CHP | 6 | 1.5 | 1.5 | 1.5 | 12 | 2015 | 1 | Goldwind | GW 87/1500 | 13 | 3 | 262
58720 | Enbridge | 60132 | New Creek Wind | WV | Grant | NCG01 | OP | Onshore Wind Turbine | WT | IPP Non-CHP | 2 | 103 | 103 | 103 | 12 | 2016 | 49 | Gamesa | G97-2.0 | 18 | 2 | 255.9
56146 | Black Hills/Colorado Elec.Util | 60143 | Peak View Wind Farm | CO | Huerfano | WTG | OP | Onshore Wind Turbine | WT | Electric Utility | 1 | 60.8 | 60.8 | 60.8 | 11 | 2016 | 34 | GE | 1.79-100 | 18 | 3 | 262.5
56545 | Pattern Operators LP | 60145 | Broadview Energy JN, LLC | NM | Curry | 1 | OP | Onshore Wind Turbine | WT | IPP Non-CHP | 2 | 181.7 | 181.7 | 181.7 | 3 | 2017 | 79 | Siemens | SWT-2.3-108 | 19 | 2 | 80
56545 | Pattern Operators LP | 60152 | Broadview Energy KW, LLC | NM | Curry | 1 | OP | Onshore Wind Turbine | WT | IPP Non-CHP | 2 | 142.6 | 142.6 | 142.6 | 3 | 2017 | 62 | Siemens | SWT-2.3-108 | 19 | 2 | 80
59979 | Cotton Plains Wind I, LLC | 60210 | Cotton Plains Wind Farm | TX | Floyd | CPWF | OP | Onshore Wind Turbine | WT | IPP Non-CHP | 2 | 50.4 | 50.4 | 50.4 | 3 | 2017 | 21 | GE | 2.4-107 | 20.6 | 2 | 262
59999 | Rocksprings Val Verde Wind, LLC | 60217 | Rocksprings | TX | Val Verde | RKSP | OP | Onshore Wind Turbine | WT | IPP Non-CHP | 2 | 149.3 | 149.3 | 149.3 | 9 | 2017 | 69 | GE | 2.3-107 | 18.8 | 2 | 80
59998 | Frontier Windpower, LLC | 60218 | Frontier Windpower | OK | Kay | FC1 | OP | Onshore Wind Turbine | WT | IPP Non-CHP | 2 | 200 | 200 | 200 | 12 | 2016 | 61 | Vestas | V126-3.3 | 17.7 | 2 | 285.4
60044 | Bluestem Wind Energy, LLC | 60256 | Bluestem | OK | Beaver | 1 | OP | Onshore Wind Turbine | WT | IPP Non-CHP | 2 | 198 | 198 | 198 | 12 | 2016 | 60 | Vestas | V117-3.3 | 21.2 | 2 | 300.2
58661 | Sustainable Power Group, LLC | 60259 | Pioneer Wind Park, LLC | WY | Converse | PWP1 | OP | Onshore Wind Turbine | WT | IPP Non-CHP | 2 | 80 | 80 | 80 | 10 | 2016 | 46 | GE | 1.85-87 | 19 | 2 | 262
49893 | Invenergy Services LLC | 60262 | Prairie Breeze II | NE | Antelope | GEN1 | OP | Onshore Wind Turbine | WT | IPP Non-CHP | 2 | 73.4 | 73.4 | 73.4 | 10 | 2015 | 41 | GE | 1.79-100 | 20.6 | 2 | 262.4
49893 | Invenergy Services LLC | 60314 | Prairie Breeze III | NE | Antelope | GEN1 | OP | Onshore Wind Turbine | WT | IPP Non-CHP | 2 | 35.8 | 35.8 | 35.8 | 4 | 2016 | 20 | GE | 1.79-100 | 20.6 | 2 | 262.4
61279 | HH Management, LLC | 60321 | Windpark Unlimited 2 | CA | Riverside | EXIS2 | OP | Onshore Wind Turbine | WT | IPP Non-CHP | 2 | 16.1 | 16.1 | 16.1 | 12 | 1985 | 74 | Nordex | N54/1000 | 25 | 1 | 200
12341 | MidAmerican Energy Co | 60326 | O'Brien Wind | IA | O'Brien | OBWF | OP | Onshore Wind Turbine | WT | Electric Utility | 1 | 61.9 | 61.9 | 61.9 | 9 | 2016 | 26 | Siemens | SWT-2.3-108 | 16.8 | 3 | 262.4
12341 | MidAmerican Energy Co | 60326 | O'Brien Wind | IA | O'Brien | OBWF2 | OP | Onshore Wind Turbine | WT | Electric Utility | 1 | 108.7 | 108.7 | 108.7 | 12 | 2016 | 45 | Siemens | SWT-2.3-108 | 16.8 | 3 | 262.4
12341 | MidAmerican Energy Co | 60326 | O'Brien Wind | IA | O'Brien | OBWF3 | OP | Onshore Wind Turbine | WT | Electric Utility | 1 | 79.7 | 79.7 | 79.7 | 12 | 2016 | 33 | Siemens | SWT-2.3-108 | 16.8 | 3 | 262.4
56990 | NJR Clean Energy Ventures Corporation | 60329 | Ringer Hill Wind Farm, LLC | PA | Somerset | RINGR | OP | Onshore Wind Turbine | WT | IPP Non-CHP | 2 | 39.9 | 38.3 | 38.3 | 12 | 2016 | 14 | GE | 2.85-103 | 19 | 2 | 295.3
60128 | Electra Wind, LLC | 60338 | Electra Wind Farm | TX | Wilbarger | EWF | OP | Onshore Wind Turbine | WT | IPP Non-CHP | 2 | 230 | 230 | 230 | 11 | 2016 | 100 | GE | 2.3-116 | 13.9 | 2 | 262.5
60129 | Horse Creek Wind, LLC | 60339 | Horse Creek Wind Farm | TX | Haskell | HCWF | OP | Onshore Wind Turbine | WT | IPP Non-CHP | 2 | 230 | 230 | 230 | 10 | 2016 | 100 | GE | 2.3-116 | 14.1 | 2 | 262.5
12341 | MidAmerican Energy Co | 60342 | Ida Grove Wind | IA | Ida | IGWF | OP | Onshore Wind Turbine | WT | Electric Utility | 1 | 61.1 | 61.1 | 61.1 | 9 | 2016 | 27 | GE | 2.3-116 | 16.8 | 3 | 262.4
12341 | MidAmerican Energy Co | 60342 | Ida Grove Wind | IA | Ida | IGWF2 | OP | Onshore Wind Turbine | WT | Electric Utility | 1 | 119.6 | 119.6 | 119.6 | 12 | 2016 | 54 | GE | 2.3-116 | 16.8 | 3 | 262.4
12341 | MidAmerican Energy Co | 60342 | Ida Grove Wind | IA | Ida | IGWF3 | OP | Onshore Wind Turbine | WT | Electric Utility | 1 | 92.8 | 92.8 | 92.8 | 12 | 2016 | 41 | GE | 2.3-116 | 16.8 | 3 | 262.4
12341 | MidAmerican Energy Co | 60342 | Ida Grove Wind | IA | Ida | IGWF4 | OP | Onshore Wind Turbine | WT | Electric Utility | 1 | 27.6 | 27.6 | 27.6 | 11 | 2016 | 12 | GE | 2.3-116 | 16.8 | 3 | 262.4
60149 | Brady Wind II, LLC | 60354 | Brady II Wind Energy Center | ND | Stark | BWEC2 | OP | Onshore Wind Turbine | WT | IPP Non-CHP | 2 | 150 | 150 | 150 | 12 | 2016 | 72 | GE | 2.0-116 | 19 | 2 | 315
60148 | Brady Wind, LLC | 60355 | Brady Wind Energy Center | ND | Stark | BWEC1 | OP | Onshore Wind Turbine | WT | IPP Non-CHP | 2 | 150 | 150 | 150 | 11 | 2016 | 87 | GE | 1.79-100 | 19 | 2 | 315
60155 | Old Settler Wind, LLC | 60366 | Old Settler Wind | TX | Floyd | OSWF | OP | Onshore Wind Turbine | WT | IPP Non-CHP | 2 | 151.2 | 151.2 | 151.2 | 4 | 2017 | 62 | GE | 2.4-107 | 20.6 | 2 | 262
60207 | Pisgah Mountain, LLC | 60404 | Pisgah Mountain Wind | ME | Penobscot | PISGA | OP | Onshore Wind Turbine | WT | IPP Non-CHP | 2 | 9.1 | 9.1 | 9.1 | 12 | 2016 | 5 | Vestas | V90-1.8 | 15.7 | 3 | 312
17650 | Southern Power Co | 60414 | Bethel Wind Farm LLC | TX | Castro | GEN1 | OP | Onshore Wind Turbine | WT | IPP Non-CHP | 2 | 276 | 276 | 276 | 1 | 2017 | 120 | GE | 2.3-116 | 19.9 | 2 | 262.4
60258 | Paulding Wind Farm III LLC | 60470 | Paulding Wind Farm III | OH | Paulding | 1 | OP | Onshore Wind Turbine | WT | IPP Non-CHP | 2 | 100.8 | 100.8 | 100.8 | 12 | 2016 | 48 | Gamesa | G114-2.0 | 16.7 | 3 | 305
60025 | Greenbacker Renewable Energy Corporation | 60486 | Greenfield Wind - MT | MT | Teton | 1 | OP | Onshore Wind Turbine | WT | IPP Non-CHP | 2 | 25 | 25 | 25 | 10 | 2016 | 13 | GE | 2.5-100 | 18 | 2 | 220
17650 | Southern Power Co | 60502 | Tyler Bluff Wind Project, LLC | TX | Cooke | GEN1 | OP | Onshore Wind Turbine | WT | IPP Non-CHP | 2 | 125.6 | 125.6 | 125.6 | 12 | 2016 | 52 | Siemens | SWT-2.3-108 | 17 | 2 | 262.4
60302 | Wind GEM, LLC | 60541 | Wind GEM | IA | Adair | WT1 | OP | Onshore Wind Turbine | WT | IPP Non-CHP | 2 | 1.9 | 1.9 | 1.9 | 9 | 2015 | 1 | GE | 1.85-87 | 16 | 2 | 265
17650 | Southern Power Co | 60545 | Grant Plains Wind, LLC | OK | Grant | WT | OP | Onshore Wind Turbine | WT | IPP Non-CHP | 2 | 147.2 | 147.2 | 147.2 | 12 | 2016 | 64 | Siemens | SWT-2.3-108 | 19 | 2 | 262.4
57170 | EDF Renewable Asset Holdings, Inc. | 60574 | Great Western Wind Energy, LLC | OK | Ellis | GEN1 | OP | Onshore Wind Turbine | WT | IPP Non-CHP | 2 | 225 | 225 | 225 | 12 | 2016 | 93 | Vestas | V100-2.0 | 20 | 2 | 264
57170 | EDF Renewable Asset Holdings, Inc. | 60587 | Kelly Creek Wind Project | IL | Ford | WND1 | OP | Onshore Wind Turbine | WT | IPP Non-CHP | 2 | 184 | 184 | 184 | 12 | 2016 | 92 | Vestas | V100-2.0 | 19 | 2 | 262.5
60819 | Rush Springs Wind Project | 60592 | Rush Springs Wind | OK | Stephens | WT1 | OP | Onshore Wind Turbine | WT | IPP Non-CHP | 2 | 249.9 | 249.9 | 249.9 | 12 | 2016 | 119 | GE | 2.0-116 | 18 | 3 | 265
60364 | Ninnescah Wind Energy LLC | 60620 | Ninnescah Wind Energy, LLC | KS | Pratt | NSW | OP | Onshore Wind Turbine | WT | IPP Non-CHP | 2 | 208.3 | 208.3 | 208.3 | 12 | 2016 | 121 | GE | 1.79-100 | 13 | 1 | 280
60371 | Kingman Wind Energy, LLC | 60639 | Kingman Wind | KS | Pratt | KMW1 | OP | Onshore Wind Turbine | WT | IPP Non-CHP | 2 | 107.4 | 100 | 100 | 12 | 2016 | 60 | GE | 1.7-103 | 13 | 3 | 280
60371 | Kingman Wind Energy, LLC | 60639 | Kingman Wind | KS | Pratt | KMW2 | OP | Onshore Wind Turbine | WT | IPP Non-CHP | 2 | 107.4 | 100 | 100 | 12 | 2016 | 60 | GE | 1.7-103 | 13 | 3 | 280
60384 | Javelina Wind Energy II, LLC | 60645 | Javelina Wind Energy II, LLC | TX | Webb | WJ21 | OP | Onshore Wind Turbine | WT | IPP Non-CHP | 2 | 200 | 200 | 200 | 11 | 2016 | 100 | GE | 2.0-116 | 13 | 3 | 328
59380 | Enel Green Power NA, Inc. | 60655 | Rock Creek Wind Project | MO | Atchison | WT1 | OP | Onshore Wind Turbine | WT | IPP Non-CHP | 2 | 300 | 300 | 300 | 11 | 2017 | 150 | Vestas | V110-2.0 | 15 | 2 | 360
17650 | Southern Power Co | 60657 | Salt Fork Wind Project, LLC | TX | Donley | GEN1 | OP | Onshore Wind Turbine | WT | IPP Non-CHP | 2 | 174 | 174 | 174 | 12 | 2016 | 87 | Vestas | V100-2.0 | 20.3 | 2 | 262.4
60397 | Osborn Wind Energy LLC | 60672 | Osborn Wind Energy | MO | DeKalb | GEN1 | OP | Onshore Wind Turbine | WT | IPP Non-CHP | 2 | 200.9 | 195.8 | 195.8 | 12 | 2016 | 97 | GE | 2.0-116 | 18 | 2 | 301
60406 | Cimarron Bend Wind Project I, LLC | 60687 | Cimarron Bend Wind Project I, LLC | KS | Clark | 1 | OP | Onshore Wind Turbine | WT | IPP Non-CHP | 2 | 200 | 200 | 200 | 12 | 2016 | 100 | Vestas | V110-2.0 | 15 | 3 | 262
60407 | Cimarron Bend Wind Project II, LLC | 60688 | Cimarron Bend Wind Project II, LLC | KS | Clark | 1 | OP | Onshore Wind Turbine | WT | IPP Non-CHP | 2 | 200 | 200 | 200 | 3 | 2017 | 100 | Vestas | V100-2.0 | 22 | 2 | 328
22500 | Westar Energy Inc | 60689 | Western Plains Wind Farm | KS | Ford | 1 | OP | Onshore Wind Turbine | WT | Electric Utility | 1 | 280.6 | 280.6 | 280.6 | 3 | 2017 | 122 | Siemens | SWT-2.3-108 | 19 | 2 | 262.5
60430 | Wind Colebrook South | 60700 | Wind Colebrook South | CT | Litchfield | WCS | OP | Onshore Wind Turbine | WT | IPP Non-CHP | 2 | 5 | 1 | 2.1 | 11 | 2015 | 2 | GE | 2.85-103 | 18.7 | 2 | 322
60515 | Astra Wind LLC | 60856 | Astra Wind Farm | TX | Randall | ASTRA | OP | Onshore Wind Turbine | WT | IPP Non-CHP | 2 | 163 | 163 | 163 | 5 | 2017 | 68 | GE | 2.4-107 | 19 | 2 | 262
60521 | Equity Industrial Turbines | 60865 | Equity Industrial Turbines | MA | Essex | WT1 | OP | Onshore Wind Turbine | WT | IPP Non-CHP | 2 | 4 | 4 | 4 | 12 | 2012 | 2 | Gamesa | G90-2.0 | 15.9 | 2 | 256
60537 | Deerfield Wind Energy, LLC | 60883 | Deerfield Wind Energy, LLC | MI | Huron | WT1 | OP | Onshore Wind Turbine | WT | IPP Non-CHP | 2 | 41.6 | 41.6 | 41.6 | 2 | 2017 | 20 | Vestas | V110-2.0 | 14.8 | 3 | 331
60537 | Deerfield Wind Energy, LLC | 60883 | Deerfield Wind Energy, LLC | MI | Huron | WT2 | OP | Onshore Wind Turbine | WT | IPP Non-CHP | 2 | 74.5 | 74.5 | 74.5 | 2 | 2017 | 36 | Vestas | V110-2.0 | 14.8 | 3 | 331
60537 | Deerfield Wind Energy, LLC | 60883 | Deerfield Wind Energy, LLC | MI | Huron | WT3 | OP | Onshore Wind Turbine | WT | IPP Non-CHP | 2 | 32.9 | 32.9 | 32.9 | 2 | 2017 | 16 | Vestas | V110-2.0 | 14.8 | 3 | 331
60542 | Willow Springs Windfarm, LLC | 60901 | Willow Springs Wind Farm | TX | Haskell | WSPWF | OP | Onshore Wind Turbine | WT | IPP Non-CHP | 2 | 250 | 250 | 250 | 11 | 2017 | 110 | GE | 2.5-120 | 16.2 | 4 | 295.3
60543 | Dermott Wind, LLC | 60902 | Dermott Wind | TX | Scurry | DERM | OP | Onshore Wind Turbine | WT | IPP Non-CHP | 2 | 253 | 253 | 253 | 7 | 2017 | 110 | GE | 2.3-116 | 15.5 | 4 | 262.5
60562 | Oliver Wind III, LLC | 60905 | Oliver Wind III, LLC | ND | Morton | WT1 | OP | Onshore Wind Turbine | WT | IPP Non-CHP | 2 | 99.3 | 99.3 | 99.3 | 1 | 2017 | 48 | GE | 2.0-116 | 19 | 2 | 301
60567 | Green Energy Machine, LLC | 60911 | Green Energy Machine | IA | Cass | GRN | OP | Onshore Wind Turbine | WT | IPP Non-CHP | 2 | 1.7 | 1.7 | 1.7 | 6 | 2016 | 1 | GE | 1.7-100 | 17 | 3 | 263
60578 | CCC Hastings Renewable Energy, LLC | 60931 | CCC Hastings Wind Turbine | NE | Adams | WT1 | OP | Onshore Wind Turbine | WT | IPP Non-CHP | 2 | 1.7 | 1.7 | 1.7 | 12 | 2016 | 1 | GE | 1.7-103 | 18 | 2 | 264
60577 | Creston Ridge, LLC | 60932 | Creston Ridge Wind Farm | NE | Platte | WT1 | OP | Onshore Wind Turbine | WT | IPP Non-CHP | 2 | 6.8 | 6.8 | 6.8 | 12 | 2015 | 4 | GE | 1.7-103 | 19 | 2 | 264
60617 | Buckthorn Wind Project, LLC | 60983 | Buckthorn Wind Project | TX | Erath | BWIND | OP | Onshore Wind Turbine | WT | IPP Non-CHP | 2 | 100.5 | 100.5 | 100.5 | 12 | 2017 | 29 | Vestas | V126-3.45 | 19.2 | 3 | 297
49893 | Invenergy Services LLC | 60987 | Santa Rita Wind Energy | TX | Reagan | GEN1 | OP | Onshore Wind Turbine | WT | IPP Non-CHP | 2 | 300 | 300 | 300 | 12 | 2017 | 120 | GE | 2.5-120 | 19.2 | 2 | 456
60634 | AEM Wind LLC | 60991 | Sterling I Wind Farm | NM | Lea | STER1 | OP | Onshore Wind Turbine | WT | IPP Non-CHP | 2 | 29.9 | 29.9 | 29.9 | 7 | 2017 | 13 | GE | 2.3-116 | 18.8 | 2 | 80
60621 | WED Portsmouth One, LLC | 61002 | WED Portsmouth One, LLC | RI | Newport | PORT1 | OP | Onshore Wind Turbine | WT | IPP Non-CHP | 2 | 1.5 | 1.5 | 1.5 | 8 | 2016 | 1 | VENSYS | VENSYS82 | 15.4 | 3 | 278.8
60645 | OEE XXIII LLC | 61005 | Whirlpool Corporation - Marion Wind Farm | OH | Marion | W1 | OP | Onshore Wind Turbine | WT | Industrial Non-CHP | 6 | 1.5 | 1.5 | 1.5 | 10 | 2017 | 1 | Goldwind | GW 87/1500 | 13 | 3 | 262
60645 | OEE XXIII LLC | 61005 | Whirlpool Corporation - Marion Wind Farm | OH | Marion | W2 | OP | Onshore Wind Turbine | WT | Industrial Non-CHP | 6 | 1.5 | 1.5 | 1.5 | 10 | 2017 | 1 | Goldwind | GW 87/1500 | 13 | 3 | 262
60645 | OEE XXIII LLC | 61005 | Whirlpool Corporation - Marion Wind Farm | OH | Marion | W3 | OP | Onshore Wind Turbine | WT | Industrial Non-CHP | 6 | 1.5 | 1.5 | 1.5 | 10 | 2017 | 1 | Goldwind | GW 87/1500 | 13 | 3 | 262
15399 | Avangrid Renewables LLC | 61039 | Deerfield Wind LLC | VT | Bennington | WT1 | OP | Onshore Wind Turbine | WT | IPP Non-CHP | 2 | 30 | 30 | 30 | 12 | 2017 | 17 | Gamesa | G114-2.0 | 12 | 2 | 240
15399 | Avangrid Renewables LLC | 61040 | Twin Buttes II Wind | CO | Prowers | WT1 | OP | Onshore Wind Turbine | WT | IPP Non-CHP | 2 | 75 | 75 | 75 | 12 | 2017 | 30 | Gamesa | G114-2.0 | 16 | 2 | 240
61275 | Seward Wind LLC | 61056 | Seward Wind Farm | NE | Seward | T1 | OP | Onshore Wind Turbine | WT | IPP Non-CHP | 2 | 1.7 | 1.7 | 1.7 | 12 | 2017 | 1 | GE | 1.7-103 | 18.8 | 2 | 262.5
60690 | Foundation CA Fund VIII Manager, LLC | 61066 | Foundation CDCR LAC | CA | Los Angeles | WTG1 | OP | Onshore Wind Turbine | WT | IPP Non-CHP | 2 | 1.9 | 1.9 | 1.9 | 12 | 2017 | 1 | GE | 1.85-82.5 | 15.8 | 3 | 262
60690 | Foundation CA Fund VIII Manager, LLC | 61067 | Foundation Scheid Vineyards | CA | Monterey | WTG1 | OP | Onshore Wind Turbine | WT | IPP Non-CHP | 2 | 1.9 | 1.9 | 1.9 | 9 | 2017 | 1 | GE | 1.85-82.5 | 13.2 | 4 | 262
12341 | MidAmerican Energy Co | 61079 | Beaver Creek Wind | IA | Boone | 1 | OP | Onshore Wind Turbine | WT | Electric Utility | 1 | 170 | 170 | 170 | 12 | 2017 | 85 | Vestas | V110-2.0 | 19.3 | 3 | 312
60859 | Redbed Plains Wind Farm LLC | 61221 | Redbed Plains Wind Farm | OK | Grady | WT1 | OP | Onshore Wind Turbine | WT | IPP Non-CHP | 2 | 99.1 | 99.1 | 99.1 | 7 | 2017 | 48 | Gamesa | G114-2.0 | 19.5 | 1 | 93
60811 | Golden Hills Interconnection Wind, LLC | 61222 | Golden Hills North Wind Energy Center | CA | Alameda | 1 | OP | Onshore Wind Turbine | WT | IPP Non-CHP | 2 | 46 | 46 | 46 | 11 | 2017 | 20 | GE | 2.3-107 | 18 | 3 | 295
57170 | EDF Renewable Asset Holdings, Inc. | 61261 | Rock Falls Wind Farm LLC | OK | Kay | RF1 | OP | Onshore Wind Turbine | WT | IPP Non-CHP | 2 | 154.5 | 154.5 | 154.5 | 12 | 2017 | 60 | Siemens | SWT-2.3-108 | 19 | 2 | 278
60944 | Bluff Point Wind, LLC | 61303 | Bluff Point Wind Facility | IN | Jay | BLUFF | OP | Onshore Wind Turbine | WT | IPP Non-CHP | 2 | 119.7 | 119.7 | 119.7 | 12 | 2017 | 56 | GE | 2.0-116 | 18 | 2 | 301
60969 | Hog Creek Wind Project LLC | 61330 | Hog Creek Wind Project | OH | Hardin | WT1 | OP | Onshore Wind Turbine | WT | IPP Non-CHP | 2 | 66 | 66 | 66 | 12 | 2017 | 30 | Vestas | V110-2.0 | 14.5 | 4 | 312
57170 | EDF Renewable Asset Holdings, Inc. | 61357 | Red Pine Wind Project | MN | Lincoln | RP1 | OP | Onshore Wind Turbine | WT | IPP Non-CHP | 2 | 200 | 200 | 200 | 12 | 2017 | 100 | Vestas | V110-2.0 | 17.9 | 2 | 262
61042 | Cottonwood Wind Project | 61407 | Cottonwood Wind Energy Center | NE | Webster | CTNWD | OP | Onshore Wind Turbine | WT | IPP Non-CHP | 2 | 89.7 | 89.7 | 89.7 | 11 | 2017 | 40 | GE | 2.3-107 | 19 | 2 | 295
61149 | Fort Hays State University | 61540 | Fort Hays State University Wind Farm | KS | Ellis | WIND1 | OP | Onshore Wind Turbine | WT | Commercial Non-CHP | 4 | 2 | 2 | 2 | 11 | 2013 | 1 | VESTAS | V100-2.0 | 18.6 | 2 | 262.5
61149 | Fort Hays State University | 61540 | Fort Hays State University Wind Farm | KS | Ellis | WIND2 | OP | Onshore Wind Turbine | WT | Commercial Non-CHP | 4 | 2 | 2 | 2 | 11 | 2013 | 1 | VESTAS | V100-2.0 | 18.6 | 2 | 262.5
61188 | West Texas A&M University | 61589 | UL Advanced Wind Turbine Test Facility | TX | Randall | MT-1 | OP | Onshore Wind Turbine | WT | Commercial Non-CHP | 4 | 0.1 | 0.1 | 0.1 | 1 | 2016 | 1 | Renewtech | WT100 | 19 | 2 | 120
61254 | August Wind Energy, LLC | 61644 | August Wind Farm | IA | Taylor | AUG | OP | Onshore Wind Turbine | WT | IPP Non-CHP | 2 | 1.8 | 1.8 | 1.8 | 2 | 2017 | 1 | GE | 1.79-100 | 17.4 | 3 | 263
61280 | Creston Ridge II, LLC | 61668 | Creston Ridge II, LLC | NE | Platte | CR2-1 | OP | Onshore Wind Turbine | WT | IPP Non-CHP | 2 | 2.3 | 2.3 | 2.3 | 6 | 2017 | 1 | GE | 2.3-107 | 18.7 | 2 | 264
61280 | Creston Ridge II, LLC | 61668 | Creston Ridge II, LLC | NE | Platte | CR2-2 | OP | Onshore Wind Turbine | WT | IPP Non-CHP | 2 | 2.3 | 2.3 | 2.3 | 6 | 2017 | 1 | GE | 2.3-107 | 18.7 | 2 | 264
61280 | Creston Ridge II, LLC | 61668 | Creston Ridge II, LLC | NE | Platte | CR2-3 | OP | Onshore Wind Turbine | WT | IPP Non-CHP | 2 | 2.3 | 2.3 | 2.3 | 6 | 2017 | 1 | GE | 2.3-107 | 18.7 | 2 | 264
61363 | Seneca Nation | 61734 | Seneca Nation Cattaraugus Wind Turbine | NY | Erie | 1 | OP | Onshore Wind Turbine | WT | Commercial Non-CHP | 4 | 1.5 | 1.5 | 1.5 | 3 | 2017 | 1 | VENSYS | VENSYS82 | 15.6 | 3 | 272
61415 | Hilltopper Power, LLC | 61788 | Hilltop Power | MN | Pipestone | WT | OP | Onshore Wind Turbine | WT | IPP Non-CHP | 2 | 2 | 2 | 2 | 12 | 2008 | 1 | DeWind | D8.2 | 12 | 4 | 262
61470 | PYCO Industries, Inc. | 61848 | PYCO Industries, Inc. Wind Farm | TX | Lubbock | WT1 | OP | Onshore Wind Turbine | WT | Industrial Non-CHP | 6 | 10 | 3 | 4.4 | 5 | 2008 | 10 | FUHRLANDER | FL 1000 | 15 | 3 | 229

## Retired and Canceled
2017 Form EIA-860 Data - Schedule 3, 'Wind Technology Data' (Retired & Canceled Units Only)
Utility ID | Utility Name | Plant Code | Plant Name | State | County | Generator ID | Status | Technology | Prime Mover | Sector Name | Sector | Nameplate Capacity (MW) | Summer Capacity (MW) | Winter Capacity (MW) | Operating Month | Operating Year | Retirement Month | Retirement Year | Number of Turbines | Predominant Turbine Manufacturer | Predominant Turbine Model Number | Design Wind Speed (mph) | Wind Quality Class | Turbine Hub Height (Feet)
56990 | NJR Clean Energy Ventures Corporation | 692 | Medicine Bow | WY | Carbon | 12 | IP | Onshore Wind Turbine | WT | IPP Non-CHP | 2 | 0.7 | 0.7 | 0.7 | [5 empty] | Vestas | V47-660 | 18.8 | 2 | 164
56990 | NJR Clean Energy Ventures Corporation | 692 | Medicine Bow | WY | Carbon | 13 | IP | Onshore Wind Turbine | WT | IPP Non-CHP | 2 | 0.7 | 0.7 | 0.7 | [5 empty] | Vestas | V47-660 | 15 | 2 | 164
56990 | NJR Clean Energy Ventures Corporation | 692 | Medicine Bow | WY | Carbon | 3 | RE | Onshore Wind Turbine | WT | IPP Non-CHP | 2 | 0.1 | 0.1 | 0.1 | 4 | 1998 | 4 | 2005 | 1
56990 | NJR Clean Energy Ventures Corporation | 692 | Medicine Bow | WY | Carbon | CLIP | RE | Onshore Wind Turbine | WT | IPP Non-CHP | 2 | 2.5 | 2.5 | 2.5 | 3 | 2005 | 12 | 2011 | 1
15371 | Town of Princeton - (MA) | 7501 | Princeton Wind Farm | MA | Worcester | 1 | RE | Onshore Wind Turbine | WT | Electric Utility | 1 | 0.3 | 0.3 | 0.3 | 10 | 1984 | 10 | 2003 | 8
8287 | Hawaii Electric Light Co Inc | 7769 | Lalamilo Windfarm | HI | Hawaii | 1-81 | RE | Onshore Wind Turbine | WT | Electric Utility | 1 | 1.6 | 1.6 | 1.6 | 7 | 1985 | 12 | 2010 | 81
8287 | Hawaii Electric Light Co Inc | 7769 | Lalamilo Windfarm | HI | Hawaii | 8211 | RE | Onshore Wind Turbine | WT | Electric Utility | 1 | 0.6 | 0.6 | 0.6 | 7 | 1985 | 12 | 2010 | 39
58190 | Bluestem LLC | 7771 | Springview | NE | Keya Paha | 1 | RE | Onshore Wind Turbine | WT | IPP Non-CHP | 2 | 0.7 | 0.7 | 0.7 | 10 | 1998 | 10 | 2007 | 1 | VENSYS | VENSYS77 | 16 | 1 | 201.7
58190 | Bluestem LLC | 7771 | Springview | NE | Keya Paha | 2 | RE | Onshore Wind Turbine | WT | IPP Non-CHP | 2 | 0.7 | 0.7 | 0.7 | 10 | 1998 | 10 | 2007 | 1 | VENSYS | VENSYS77 | 16 | 1 | 201.7
20860 | Wisconsin Public Service Corp | 7882 | Glenmore Turbines | WI | Brown | 1 | RE | Onshore Wind Turbine | WT | Electric Utility | 1 | 1.2 | 0.1 | 0.1 | 2 | 1998 | 9 | 2012 | 2
15466 | Public Service Co of Colorado | 7937 | Ponnequin | CO | Weld | 30 | RE | Onshore Wind Turbine | WT | Electric Utility | 1 | 9.9 | 9.9 | 9.9 | 8 | 2001 | 12 | 2015 | 15 | Vestas | V47-660 | 35 | 1 | 220
15466 | Public Service Co of Colorado | 7937 | Ponnequin | CO | Weld | 8 | RE | Onshore Wind Turbine | WT | Electric Utility | 1 | 16.6 | 15.4 | 15.4 | 2 | 1999 | 12 | 2015 | 22 | NEG-Micon | NM48/750 | 35 | 1 | 200
2719 | CalWind Resources Inc | 10191 | Tehachapi Wind Resource I | CA | Kern | PLAN | IP | Onshore Wind Turbine | WT | IPP Non-CHP | 2 | 0.6 | 0.6 | 0.6 |  |  |  |  | 1
57170 | EDF Renewable Asset Holdings, Inc. | 10815 | Difwind Farms Ltd VII | CA | Alameda | GEN1 | RE | Onshore Wind Turbine | WT | IPP Non-CHP | 2 | 24 | 21 | 21 | 1 | 1987 | 11 | 2014 | 175 | Nordtank |  |  |  | 106.6
58661 | Sustainable Power Group, LLC | 50001 | Altamont Midway Ltd | CA | San Joaquin | WTGS | RE | Onshore Wind Turbine | WT | IPP Non-CHP | 2 | 10.9 | 10.9 | 10.9 | 12 | 1984 | 4 | 2015 | 163 | Micon | M66/13 | 15 | 2 | 75.4
58661 | Sustainable Power Group, LLC | 50534 | Santa Clara (85C) | CA | Alameda | WGNS | RE | Onshore Wind Turbine | WT | IPP Non-CHP | 2 | 18 | 18 | 18 | 1 | 1986 | 8 | 2016 | 194 | Vestas | V17-90 | 15 | 2 | 80
61208 | Red Marlin Wind Ventures, LLC | 50553 | Edom Hills Project 1 LLC | CA | Riverside | WGNS | RE | Onshore Wind Turbine | WT | IPP Non-CHP | 2 | 11 | 6.5 | 10.2 | 12 | 1985 | 8 | 2007 | 139
58661 | Sustainable Power Group, LLC | 50818 | Dyer Road | CA | San Joaquin | GEN1 | RE | Onshore Wind Turbine | WT | IPP Non-CHP | 2 | 10.5 | 10.5 | 10.5 | 12 | 1983 | 4 | 2015 | 188 | Enertech | E44-40 | 15 | 2 | 60
58661 | Sustainable Power Group, LLC | 50819 | ESI Project | CA | Alameda | GEN1 | RE | Onshore Wind Turbine | WT | IPP Non-CHP | 2 | 1.2 | 1.2 | 1.2 | 12 | 1981 | 5 | 2015 | 14 |  |  | 15 | 2
56545 | Pattern Operators LP | 50826 | Tres Vaqueros Wind Farms LLC | CA | Contra Costa | 1 | CN | Onshore Wind Turbine | WT | IPP Non-CHP | 2 | 28.3 | 28.3 | 28.3 |  |  |  |  | 86
59099 | New Dimension Energy Company, LLC | 54258 | Westwind Trust | CA | Riverside | WIN1 | RE | Onshore Wind Turbine | WT | IPP Non-CHP | 2 | 16 | 16 | 16 | 9 | 1986 | 12 | 2017 | 140 | Micon | M66/13 | 15 | 2 | 75.4
59099 | New Dimension Energy Company, LLC | 54258 | Westwind Trust | CA | Riverside | WTGS | IP | Onshore Wind Turbine | WT | IPP Non-CHP | 2 | 15.6 | 15.6 | 15.6 |  |  |  |  | 66
11556 | Brookfield Energy Marketing LP | 54298 | Coram Energy LLC (ECT) | CA | Kern | SX1S | RE | Onshore Wind Turbine | WT | IPP Non-CHP | 2 | 3.3 | 3.3 | 3.3 | 12 | 1985 | 12 | 2005 | 100
11556 | Brookfield Energy Marketing LP | 54299 | Coram Energy LLC | CA | Kern | SX15 | RE | Onshore Wind Turbine | WT | IPP Non-CHP | 2 | 1.4 | 1.4 | 1.4 | 12 | 1985 | 12 | 2005 | 47
794 | Apollo Energy Corp | 54390 | Kamaoa Wind Farm | HI | Hawaii | GEN1 | RE | Onshore Wind Turbine | WT | IPP Non-CHP | 2 | 9.2 | 9.2 | 9.2 | 7 | 1987 | 8 | 2006 | 37
49963 | FPL Energy Operating Services, Inc. | 54454 | San Gorgonio Windplant WPP1993 | CA | Riverside | GEN3 | RE | Onshore Wind Turbine | WT | IPP Non-CHP | 2 | 34.5 | 34.5 | 34.5 | 4 | 1994 | 9 | 2011 | 115
57170 | EDF Renewable Asset Holdings, Inc. | 54687 | Difwind Farms Ltd VIII | CA | Kern | EXIS | RE | Onshore Wind Turbine | WT | IPP Non-CHP | 2 | 15 | 15 | 15 | 1 | 1987 | 11 | 2015 | 100 | Nordtank | NTK 150/25 |  |  | 131.2
49963 | FPL Energy Operating Services, Inc. | 54794 | Buffalo Ridge Windplant WPP 1993 | MN | Lincoln | EXIS | RE | Onshore Wind Turbine | WT | IPP Non-CHP | 2 | 21.9 | 21.9 | 21.9 | 3 | 1994 | 11 | 2016 | 73 | Kenetech | KVS-33 | 22.4 | 1 | 82
15399 | Avangrid Renewables LLC | 55339 | Phoenix Wind Power LLC | CA | Riverside | GEN1 | RE | Onshore Wind Turbine | WT | IPP Non-CHP | 2 | 2.1 | 1.5 | 1.5 | 6 | 1999 | 12 | 2009 | 3 | Gamesa | G114-2.0 |  |  | 160
6862 | Green Mountain Storage, LLC | 55370 | Green Mountain Storage, LLC | PA | Somerset | N60 | RE | Onshore Wind Turbine | WT | IPP Non-CHP | 2 | 10.4 | 10.4 | 10.4 | 5 | 2000 | 11 | 2015 | 8 | Nordex | N60/1300 | 19 | 2 | 196.9
5701 | El Paso Electric Co | 55578 | Hueco Mountain Wind Ranch | TX | Hudspeth | EXIS | RE | Onshore Wind Turbine | WT | Electric Utility | 1 | 1.3 | 1.3 | 1.3 | 2 | 2001 | 6 | 2016 | 2 | Vestas | V47-660 | 20.1 | 1 | 213
61369 | Kimball Wind, LLC | 56106 | Kimball Wind | NE | Kimball | 1 | RE | Onshore Wind Turbine | WT | Electric Utility | 1 | 10.5 | 10.5 | 10.5 | 10 | 2002 | 5 | 2017 | 7 | NEG-Micon | NM72C/1500 | 18 | 2 | 230
57170 | EDF Renewable Asset Holdings, Inc. | 56213 | Patterson Pass | CA | Alameda | WND1 | RE | Onshore Wind Turbine | WT | IPP Non-CHP | 2 | 8.1 | 8.1 | 8.1 | 4 | 1985 | 10 | 2014 | 125 | Bonus | B65/13
57170 | EDF Renewable Asset Holdings, Inc. | 56213 | Patterson Pass | CA | Alameda | WND2 | RE | Onshore Wind Turbine | WT | IPP Non-CHP | 2 | 13.8 | 13.8 | 13.8 | 1 | 1987 | 10 | 2014 | 211 | Bonus | B65/13
22500 | Westar Energy Inc | 56219 | Westar Wind | KS | Pottawatomie | J1 | RE | Onshore Wind Turbine | WT | Electric Utility | 1 | 0.7 | 0.8 | 0.8 | 5 | 1999 | 12 | 2008 | 1
22500 | Westar Energy Inc | 56219 | Westar Wind | KS | Pottawatomie | J2 | RE | Onshore Wind Turbine | WT | Electric Utility | 1 | 0.7 | 0.8 | 0.8 | 5 | 1999 | 12 | 2008 | 1
56545 | Pattern Operators LP | 56370 | Ecogen Wind | NY | Steuben | 1 | CN | Onshore Wind Turbine | WT | IPP Non-CHP | 2 | 79.5 | 79.5 | 79.5 |  |  |  |  | 53
15399 | Avangrid Renewables LLC | 56398 | Jordanville Wind Farm | NY | Herkimer | 1 | CN | Onshore Wind Turbine | WT | IPP Non-CHP | 2 | 80 | 80 | 80 |  |  |  |  | 65
55838 | Exelon Wind 1, LLC | 56557 | EXC Wind 1 | TX | Hansford | 1 | RE | Onshore Wind Turbine | WT | IPP Non-CHP | 2 | 10 | 10 | 10 | 2 | 2006 | 6 | 2017 | 8 | Suzlon | S64-1250 | 19.1 | 2 | 244.4
55837 | Exelon Wind 2, LLC | 56558 | EXC Wind 2 | TX | Hansford | JDW2 | RE | Onshore Wind Turbine | WT | IPP Non-CHP | 2 | 10 | 10 | 10 | 2 | 2006 | 6 | 2017 | 8 | Suzlon | S64-1250 | 19.1 | 2 | 244.4
55836 | Exelon Wind 3, LLC | 56559 | EXC Wind 3 | TX | Hansford | JDW3 | RE | Onshore Wind Turbine | WT | IPP Non-CHP | 2 | 10 | 10 | 10 | 2 | 2006 | 6 | 2017 | 8 | Suzlon | S64-1250 | 19.1 | 2 | 244.4
56482 | Gamesa Wind US | 56653 | Crescent Ridge II Wind Energy Project | IL | Bureau | 1 | IP | Onshore Wind Turbine | WT | IPP Non-CHP | 2 | 57.8 | 57.8 | 57.8 |  |  |  |  | 29
56545 | Pattern Operators LP | 56655 | Seldom Seen Wind LLC | PA | Cambria | 1 | CN | Onshore Wind Turbine | WT | IPP Non-CHP | 2 | 41 | 41 | 41 |  |  |  |  | 25
56545 | Pattern Operators LP | 56656 | Aragonne Mesa Phase II | NM | Guadalupe | 1 | CN | Onshore Wind Turbine | WT | IPP Non-CHP | 2 | 110.4 | 110.4 | 110.4 |  |  |  |  | 46
56482 | Gamesa Wind US | 56657 | Lancaster Wind Farm Project | IL | Stephenson | 1 | IP | Onshore Wind Turbine | WT | IPP Non-CHP | 2 | 70 | 70 | 70 |  |  |  |  | 28
56545 | Pattern Operators LP | 56658 | Majestic 2 Wind Farm | TX | Carson | 1 | CN | Onshore Wind Turbine | WT | IPP Non-CHP | 2 | 79.2 | 79.2 | 79.2 |  |  |  |  | 34
56545 | Pattern Operators LP | 56662 | Texas Gulf Wind 2 | TX | Kenedy | 1 | IP | Onshore Wind Turbine | WT | IPP Non-CHP | 2 | 187.2 | 187.2 | 187.2 |  |  |  |  | 78
56545 | Pattern Operators LP | 56663 | El Paso Wind Project | IL | Woodford | 1 | CN | Onshore Wind Turbine | WT | IPP Non-CHP | 2 | 80 | 80 | 80 |  |  |  |  | 33
55918 | Acciona Wind Energy USA LLC | 56665 | Dempsey Ridge Wind Farm | OK | Roger Mills | DR2 | IP | Onshore Wind Turbine | WT | IPP Non-CHP | 2 | 92 | 92 | 92 |  |  |  |  | 61
55868 | Noble Wind Operations LLC | 56903 | Noble Bellmont Windpark LLC | NY | Franklin | 1 | CN | Onshore Wind Turbine | WT | IPP Non-CHP | 2 | 21 | 21 | [5 empty] | 14
28086 | Energy Unlimited Inc | 56926 | Painted Hills IV Wind | CA | Riverside | 1 | CN | Onshore Wind Turbine | WT | IPP Non-CHP | 2 | 19.5 | 19.5 | 19.5 | [5 empty] | Vestas |  | 21 | 1 | 80
59155 | First Wind O&M, LLC | 57088 | Bowers Wind Project | ME | Penobscot | 1 | IP | Onshore Wind Turbine | WT | IPP Non-CHP | 2 | 48 | 48 | 48 |  |  |  |  | 16
56425 | Simpson Ridge Wind Farm LLC | 57117 | Simpson Ridge Wind Farm LLC | WY | Carbon | GEN 1 | CN | Onshore Wind Turbine | WT | IPP Non-CHP | 2 | 50 | 50 | 50 |  |  |  |  | 25
56523 | Colorado Highlands Wind LLC | 57174 | Colorado Highlands Wind | CO | Logan | CHW3 | IP | Onshore Wind Turbine | WT | IPP Non-CHP | 2 | 19.7 | 19.7 | 19.7 |  |  |  |  | 11
56545 | Pattern Operators LP | 57193 | Ripley Westfield Wind LLC | NY | Chautauqua | WTG | CN | Onshore Wind Turbine | WT | IPP Non-CHP | 2 | 75 | 75 | 75 |  |  |  |  | 52
56633 | Trishe Wind Minnesota | 57255 | Trishe Wind Minnesota | MN | Kandiyohi | 2 | IP | Onshore Wind Turbine | WT | IPP Non-CHP | 2 | 300 | 300 | 300 |  |  |  |  | 300
56855 | Performance Services | 57518 | Purdue Energy Park | IN | Tippecanoe | 1 | IP | Onshore Wind Turbine | WT | IPP Non-CHP | 2 | 20 | 20 | 20 | [5 empty] | GE | 1.7-100 | 7.2 | 3 | 262.4
56855 | Performance Services | 57518 | Purdue Energy Park | IN | Tippecanoe | 2 | IP | Onshore Wind Turbine | WT | IPP Non-CHP | 2 | 19.2 | 19.2 | 19.2 |  |  |  |  | 11 | GE | 1.7-100 | 7.7 |  | 262.4
59155 | First Wind O&M, LLC | 57546 | Milford Wind Corridor Phase III | UT | Beaver | 1 | IP | Onshore Wind Turbine | WT | IPP Non-CHP | 2 | 100 | 100 | 100 |  |  |  |  | 50
58270 | GE Wind Energy LLC | 57566 | GE 1.7-100 Prototype | CA | Kern | 1.6PR | RE | Onshore Wind Turbine | WT | IPP Non-CHP | 2 | 1.6 | 1.6 | 1.6 | 3 | 2011 | 9 | 2013 | 1
56949 | Paulding Wind Farm LLC | 57611 | Paulding Wind Farm LLC | OH | Paulding | GEN1 | CN | Onshore Wind Turbine | WT | IPP Non-CHP | 2 | 49 | 49 | 49 |  |  |  |  | 29
56935 | Number Nine Wind Farm LLC | 57612 | Number Nine Wind Farm | ME | Aroostook | GEN1 | IP | Onshore Wind Turbine | WT | IPP Non-CHP | 2 | 250 | 250 | 250 |  |  |  |  | 125
56943 | Blackstone Wind Farm III LLC | 57618 | Blackstone Wind Farm III | IL | Livingston | GEN1 | CN | Onshore Wind Turbine | WT | IPP Non-CHP | 2 | 200 | 200 | 200 |  |  |  |  | 121
56944 | Blackstone Wind Farm IV LLC | 57619 | Blackstone Wind Farm IV | IL | Livingston | GEN1 | CN | Onshore Wind Turbine | WT | IPP Non-CHP | 2 | 100 | 100 | 100 |  |  |  |  | 60
56972 | Vestas Towers America, Inc | 57643 | Vestas Towers America, Inc. | CO | Pueblo | V112 | IP | Onshore Wind Turbine | WT | Industrial Non-CHP | 6 | 3 | 3 | 3 |  |  |  |  | 1
56981 | Town of Falmouth | 57654 | Town of Falmouth WWTP | MA | Barnstable | WIND1 | RE | Onshore Wind Turbine | WT | Commercial Non-CHP | 4 | 1.7 | 0.8 | 0.9 | 3 | 2010 | 6 | 2017 | 1 | Vestas | V82-1.65 | 19 | 2 | 262
56981 | Town of Falmouth | 57654 | Town of Falmouth WWTP | MA | Barnstable | WIND2 | RE | Onshore Wind Turbine | WT | Commercial Non-CHP | 4 | 1.7 | 0.8 | 0.9 | 2 | 2012 | 6 | 2017 | 1 | Vestas | V82-1.65 | 19 | 2 | 262
57028 | West Butte Wind Power LLC | 57704 | West Butte Wind Power Project | OR | Crook | WB-1 | CN | Onshore Wind Turbine | WT | IPP Non-CHP | 2 | 104.5 | 104.5 | 104.5 |  |  |  |  | 45
57054 | Suzlon Project VIII LLC | 57741 | Suzlon Project VIII LLC | TX | Hartley | S128 | CN | Onshore Wind Turbine | WT | IPP Non-CHP | 2 | 2.6 | 2.6 | 2.6 |  |  |  |  | 1
57054 | Suzlon Project VIII LLC | 57741 | Suzlon Project VIII LLC | TX | Hartley | SP95 | RE | Onshore Wind Turbine | WT | IPP Non-CHP | 2 | 2.1 | 2.1 | 2.1 | 10 | 2011 | 4 | 2015 | 1 | Suzlon | S95-2100 | 16.8 | 3 | 295
15399 | Avangrid Renewables LLC | 57920 | Dolan Springs | AZ | Mohave | 1 | CN | Onshore Wind Turbine | WT | IPP Non-CHP | 2 | 300 | 300 | 300 |  |  |  |  | 175
57470 | Noble Energy Systems, Inc. | 58087 | Pea Patch Wind Farm | MD | Garrett | PEAP | CN | Onshore Wind Turbine | WT | IPP Non-CHP | 2 | 50 | 50 | 50 |  |  |  |  | 35
56215 | E ON Climate Renewables N America LLC | 58614 | Patriot Wind Farm | TX | Nueces | PAT1 | IP | Onshore Wind Turbine | WT | IPP Non-CHP | 2 | 178.5 | 178.5 | 178.5 |  |  |  |  | 105
17650 | Southern Power Co | 58766 | Wake Wind Energy Center | TX | Crosby | 2 | IP | Onshore Wind Turbine | WT | IPP Non-CHP | 2 | 125 | 125 | 125 |  |  |  |  | 59
17650 | Southern Power Co | 58766 | Wake Wind Energy Center | TX | Crosby | 3 | IP | Onshore Wind Turbine | WT | IPP Non-CHP | 2 | 61.1 | 61.1 | 61.1 |  |  |  |  | 33
49893 | Invenergy Services LLC | 58767 | Buckeye Wind Energy Center | KS | Ellis | 2 | IP | Onshore Wind Turbine | WT | IPP Non-CHP | 2 | 70.3 | 70.3 | 70.3 |  |  |  |  | 38
49893 | Invenergy Services LLC | 58767 | Buckeye Wind Energy Center | KS | Ellis | 3 | IP | Onshore Wind Turbine | WT | IPP Non-CHP | 2 | 105.5 | 105.5 | 105.5 |  |  |  |  | 57
58672 | Everpower Wind Holdings Inc | 58779 | Allegany Wind Farm | NY | Cattaraugus | 1 | IP | Onshore Wind Turbine | WT | IPP Non-CHP | 2 | 72.5 | 72.5 | 72.5 |  |  |  |  | 29
58794 | American Wind Energy Management Corp. | 58926 | Sangamon Wind Two LLC | IL | Sangamon | SAN2 | IP | Onshore Wind Turbine | WT | IPP Non-CHP | 2 | 100 | 100 | 100 |  |  |  |  | 25
58843 | Searchlight Wind Energy LLC | 58988 | Searchlight Wind | NV | Clark | 1 | IP | Onshore Wind Turbine | WT | IPP Non-CHP | 2 | 200 | 200 | 200 |  |  |  |  | 87
56215 | E ON Climate Renewables N America LLC | 59064 | Stella Wind Farm II | TX | Kenedy | WT1 | CN | Onshore Wind Turbine | WT | IPP Non-CHP | 2 | 200 | 200 | 200 |  |  |  |  | 100
56215 | E ON Climate Renewables N America LLC | 59067 | Grandview Wind Farm III LLC | TX | Carson | GVIII | CN | Onshore Wind Turbine | WT | IPP Non-CHP | 2 | 188 | 188 | 188 |  |  |  |  | 106
56215 | E ON Climate Renewables N America LLC | 59069 | Wildcat Wind Farm II LLC` | IN | Grant | WCII | IP | Onshore Wind Turbine | WT | IPP Non-CHP | 2 | 210 | 210 | 210
59594 | Black Oak Wind Farm LLC | 59813 | Black Oak Wind Farm | NY | Tompkins | NA | CN | Onshore Wind Turbine | WT | IPP Non-CHP | 2 | 16.1 | 16.1 | 16.1 |  |  |  |  | 7
60035 | Michigan Wind 3, LLC | 60246 | Michigan Wind 3 | MI | Sanilac | 1 | CN | Onshore Wind Turbine | WT | IPP Non-CHP | 2 | 152.8 | 152.8 | 152.8 |  |  |  |  | 68
59056 | Tri Global Energy, LLC | 60269 | Tex-Mex Renewable Energy Project, LLC | TX | Bailey | WT1 | CN | Onshore Wind Turbine | WT | IPP Non-CHP | 2 | 80 | 80 | 80 |  |  |  |  | 40
12341 | MidAmerican Energy Co | 60326 | O'Brien Wind | IA | O'Brien | OBWF4 | IP | Onshore Wind Turbine | WT | Electric Utility | 1 | 72.5 | 72.5 | 72.5 |  |  |  |  | 30 | Siemens | SWT-2.3-108 | 16.8 | 3 | 262.4
12341 | MidAmerican Energy Co | 60326 | O'Brien Wind | IA | O'Brien | OBWF5 | IP | Onshore Wind Turbine | WT | Electric Utility | 1 | 72.5 | 72.5 | 72.5 |  |  |  |  | 20 | Siemens | SWT-2.3-108 | 16.8 | 3 | 262.4
12341 | MidAmerican Energy Co | 60326 | O'Brien Wind | IA | O'Brien | OBWF6 | IP | Onshore Wind Turbine | WT | Electric Utility | 1 | 72.5 | 72.5 | 72.5 |  |  |  |  | 14 | Siemens | SWT-2.3-108 | 16.8 | 3 | 262.4
12341 | MidAmerican Energy Co | 60342 | Ida Grove Wind | IA | Ida | IGWF5 | IP | Onshore Wind Turbine | WT | Electric Utility | 1 | 96.6 | 96.6 | 96.6 |  |  |  |  | 25 | Siemens | SWT-2.3-108 | 16.8 | 3 | 262.4
12341 | MidAmerican Energy Co | 60342 | Ida Grove Wind | IA | Ida | IGWF6 | IP | Onshore Wind Turbine | WT | Electric Utility | 1 | 98.9 | 98.9 | 98.9 |  |  |  |  | 24 | Siemens | SWT-2.3-108 | 16.8 | 3 | 262.4
56215 | E ON Climate Renewables N America LLC | 60362 | Magic Valley Wind Farm III LLC | TX | Willacy | MVIII | CN | Onshore Wind Turbine | WT | IPP Non-CHP | 2 | 200 | 200 | 200 |  |  |  |  | 100
219 | Alaska Power and Telephone Co | 60814 | 7-Mile Ridge Wind Project | AK | Southeast Fairbanks | WT1 | CN | Onshore Wind Turbine | WT | Electric Utility | 1 | 1.8 | 1.8 | 1.8
NOTE: The list only includes those retired generators which were reported in the most current data cycle. This is not a comprehensive list. Starting with March 2017 data, Preliminary Monthly Electric Generator Inventory table (https://www.eia.gov/electricity/data/eia860m/) includes a comprehensive list of generators which retired since 2002. The list can be found on the 'Retired' tab of the data file.